## Sheet1
Viessmann US- Price Book 1 | [6 empty] | Important
Effective June 1, 2021 | [6 empty] | Pricing and technical information subject to change without notice.
Viessmann reserves the right to correct errors in part numbers or pricing within or outside of this file. All information contained in this document is considered confidential and for use of authorized Viessmann distributors only
Part # | Description | New List Price | Gross Weight (LBS) | Length (in) | Width (in) | Height (in)
7722772 | B1HE-85 Vitodens 100-W (8-80 BTU Output) 95%EFF 3/4" GAS 3/4" HTG 80/125MM COAX OR 3'' PPS | 3726 | 143 | 19.75 | 17.75 | 33.75
7722773 | B1HE-120 Vitodens 100-W (11-113 BTU Output) 95%EFF 3/4" GAS 1" HTG 80/125MM COAX OR 3'' PPS | 4032 | 143 | 19.75 | 17.75 | 33.75
7722774 | B1HE-150 Vitodens 100-W (14-141 BTU Output) 95%EFF 3/4" GAS 1" HTG 80/125MM COAX OR 3'' PPS | 4648 | 218 | 21.75 | 17.75 | 39
7722775 | B1HE-199 Vitodens 100-W (18.5-187 BTU Output) 95%EFF 3/4" GAS 3/4" HTG 80/125MM COAX OR 3'' PPS | 5138 | 218 | 21.75 | 17.75 | 39
7722776 | B1KE-120 Vitodens 100-W (11-113 BTU Output) 95%EFF 3.6GPM@70° RISE 3/4" GAS 3/4" HTG 80/125MM COAX OR 3'' PPS | 4461 | 110 | 19.75 | 17.75 | 33.75
7722777 | B1KE-199 Vitodens 100-W (18.5-187 BTU Output) 95%EFF 5.1GPM@70° RISE 3/4" GAS 1" HTG 80/125MM COAX OR 3'' PPS | 5677 | 190 | 21.75 | 17.75 | 39
7134206 | Access. Pack (Mtl.Stud Mt.Kit) WB/B1/B2 | 11 | 0.0022 | 0 | 0 | 0
7831530 | Adaptor (Step Motor) B1KA | 71 | 0.19401 | 8.865 | 8.865 | 1.97
7650130 | Adaptor, PRV B1HA / B1KA | 48 | 0.35274 | 5.122 | 4.728 | 1.576
7822353 | Air Bleed Valve, G3/8 B2xx 68-125 | 24 | 0.081571 | 1.97 | 1.97 | 0.788
7827389 | Air Intake Cover WBxB / B2xx | 9 | 0.13228 | 4.137 | 4.137 | 0.591
7828750 | Air Vent (Caleffi) CPK / B2Tx | 63 | 0.17637 | 8.7862 | 8.9832 | 1.6154
7835605 | Base Panel, Air Box B1HA/B1KA | 158 | 2.1826 | 16.942 | 13.199 | 5.319
7835809 | Bleeding Hose, 10x1.5x1500 B2xx 68-125 | 42 | 0.30865 | 10.244 | 9.85 | 1.97
7560569 | Boiler Stand, WB/B1/B2 v2 | 540 | 65.001 | 0 | 0 | 0
7839449 | Bracket (Set of 2) B2Hx / B2Tx | 40 | 0.022046 | 5.91 | 3.94 | 0.788
7836177 | Burner Gasket, 187x5.5mm WB / B2 | 34 | 0.27337 | 9.456 | 9.456 | 0.788
7855747 | Burner Mounting Flange Assly B1HA/B1KA | 210 | 2.9564 | 13.199 | 11.82 | 6.698
7828717 | Burner Tube WB1B / B1xA | 111 | 1.1684 | 7.092 | 7.092 | 7.092
7828756 | Bypass Cartridge CPK | 54 | 0.13228 | 8.7862 | 8.9832 | 0.394
7828758 | Clip D= 8 (Set of 5) CPK | 31 | 0.13228 | 8.7862 | 8.9832 | 0.3546
7828759 | Clip D=10 (Set of 5) CPK | 18 | 0.088185 | 8.7862 | 8.9832 | 0.394
7828761 | Clip D=16 (Set of 5) CPK | 20 | 0.17637 | 8.7862 | 8.9832 | 0.4334
7828762 | Clip D=18 (Set of 5) CPK | 17 | 0.13228 | 8.7862 | 8.9832 | 0.3546
7835644 | Clip Hinge (2 Pcs) B1HA/B1KA | 21 | 0.044092 | 3.152 | 1.97 | 0.591
7827425 | Clip Plate D8 slim (5 Pcs) B1HA/B1KA | 14 | 0.17637 | 1.576 | 1.576 | 0.394
7843241 | Comb.Chbr.Refr. B1xA / B2xB 68-125 | 119 | 2.0723 | 11.82 | 11.82 | 5.516
7855455 | Condensate P-Trap B1HA/B1KA | 43 | 0.26455 | 12.608 | 7.88 | 1.97
7855454 | Condensate Pipe B1HA/B1KA | 50 | 0.17637 | 17.73 | 5.122 | 1.576
7841062 | Condensate Pipe 19x800mm B1HA/B1KA | 25 | 0.30865 | 19.7 | 5.122 | 0.788
7855998 | Conn. Pipe (fuel NG/LP) B1HA/B1KA | 112 | 1.2787 | 13.396 | 8.274 | 5.91
7856001 | Conn. Pipe (htg rtn) B1HA/B1KA | 153 | 1.6535 | 21.276 | 5.122 | 5.516
7856002 | Conn. Pipe (htg supp) B1HA/B1KA | 311 | 2.7117 | 22.852 | 7.092 | 7.092
7856007 | Connection Nipple Set (GF) B1HA | 244 | 1.5653 | 8.865 | 8.865 | 1.379
7856032 | Connection Nipple Set (GF) B1KA | 278 | 1.5212 | 8.668 | 8.668 | 1.576
7870769 | Control Console B1HA / B1KA v5 | 706 | 3.234 | 0 | 0 | 0
7840760 | Control Console Cover B1HA/B1KA | 47 | 0.33069 | 13.79 | 7.88 | 3.546
7637719 | Conv. Kit B1HA / B1KA LP > NG | 16 | 0 | 0 | 0 | 0
7637718 | Conv. Kit B1HA / B1KA NG > LP | 26 | 0 | 0 | 0 | 0
7834989 | Cover Panel, boiler B1HA/B1KA | 243 | 7.1209 | 31.52 | 17.927 | 3.546
9686769 | Drain Valve, ¾" NPT (slot head) 250ºF | 12 | 0 | 0 | 0 | 0
7829297 | Expansion Pipe CPK | 64 | 0.17637 | 8.865 | 8.865 | 1.576
7837231 | Expansion Vessel CRI 8 B1KA | 161 | 8.9287 | 15.366 | 14.775 | 6.501
9640803 | Extension, ¾" x 3" Brass | 24 | 0 | 0 | 0 | 0
7856612 | Extension, P-Trap B1HA / B1KA | 31 | 0 | 0 | 0 | 0
7825487 | Fixed High Limit, 210ºF/99ºC | 85 | 0.044092 | 3.546 | 0.985 | 0.788
9544425 | Flange Set (GF), 1¼" UP/UPS/TPE | 40 | 0 | 0 | 0 | 0
7831502 | Flex Pipe MAG G3/8 (exp. tank) B2Tx | 31 | 0.26455 | 17.533 | 0.591 | 0.591
7828754 | Flow Regulator (WHT/BRN), Type A 14L CPK | 64 | 0.13228 | 8.7862 | 8.9832 | 0.6304
7828749 | Flow Sensor B1KA / CPK | 138 | 0.048502 | 1.97 | 1.576 | 0.788
7839747 | Flow Switch, VK320M B1xA / B2Hx 68-125 | 112 | 1.3448 | 7.88 | 4.728 | 0.788
7843262 | Flue Baffle B1xA/B2xB 68-125 | 215 | 0.66139 | 9.85 | 10.638 | 1.97
7856308 | Flue Elbow B1HA/B1KA | 205 | 0.63934 | 8.077 | 5.122 | 5.319
7856312 | Flue Gas Coll (w elbow) B1xA/B2xB 68-125 | 290 | 1.433 | 9.85 | 9.85 | 7.092
7404396 | Fuse, T 2.5A/250V (Set of 10) WB1B | 18 | 0.044092 | 5.122 | 3.94 | 0.0197
7134783 | Gas Ball Valve, ¾" T | 17 | 0.48502 | 0 | 0 | 0
7855594 | Gas Valve GB-ND 055 E01 B1HA/B1KA | 346 | 1.4991 | 6.304 | 5.122 | 3.349
7826514 | Gasket (Burner Tube) WBxx/B2xx | 13 | 0.21164 | 5.91 | 5.91 | 0.394
7827024 | Gasket (Electrode Block) Set 5, WB/B2xx | 20 | 0.033069 | 1.97 | 0.788 | 0.394
7826471 | Gasket (Flue Gas), DN60 WBxB/B1/B2xx Sm. | 10 | 0.017637 | 2.758 | 2.758 | 0.788
7829796 | Gasket (Radial Fan) WBxB | 15 | 0.039683 | 4.137 | 3.2308 | 0.2364
7831410 | Gasket oval (5 Pcs) B1KA | 78 | 0.13228 | 8.865 | 8.668 | 0.197
7826216 | Gasket Set (10x2mm) WB1A / B2Tx | 9 | 0.044092 | 4.137 | 2.955 | 0.788
7826217 | Gasket Set A17x24x2 (Set of 5) WBxx/B2xx | 8 | 0.022046 | 5.91 | 4.334 | 0.394
7828747 | Gasket Set, Plate Ht. Exch. CPK | 54 | 0.13228 | 8.7862 | 8.9832 | 1.0638
7828002 | Gasket, A 10 x 15 x 1.5 (Set of 5) B2Tx | 10 | 0.044092 | 4.137 | 2.955 | 0.788
7856613 | Gasket, Flue Elbow B1HA / B1KA | 38 | 0.04 | 4.14 | 2.96 | 0.79
7831673 | Gaskets NG/LP (Set of 5) WB/B1/B2/CU | 24 | 0.026455 | 4.137 | 2.955 | 0.394
7855129 | Harness "100" Fan B1HA/B1KA | 13 | 0 | 0 | 0 | 0
7856053 | Harness "20" Pump B1HA/B1KA | 27 | 0.17637 | 11.82 | 7.88 | 0.394
7856054 | Harness "35" Exp.Func. B1HA/B1KA | 16 | 0.13228 | 8.274 | 7.092 | 0.788
7856055 | Harness Power B1HA/B1KA | 48 | 0.50706 | 11.82 | 7.88 | 0.788
7838298 | Harness Step Motor B1HA/B1KA | 25 | 0.088185 | 8.471 | 7.88 | 0.591
7856057 | Harness X20/X7 B1HA | 29 | 0.19842 | 8.668 | 7.486 | 1.182
7856056 | Harness X20/X7 B1KA | 35 | 0.22046 | 8.274 | 7.486 | 1.379
7844677 | Harness X21 B1HA/B1KA | 12 | 0.088185 | 11.82 | 8.274 | 1.773
7855997 | Heat Exch Assly, ASME B1HA/B1KA | 1346 | 31.019 | 13.987 | 13.987 | 14.578
7828009 | Hose Clamp d=220-240x9 B1KA | 32 | 0.17637 | 9.456 | 9.456 | 0.394
7856006 | Hydraulic (GF), Combi Block B1KA | 522 | 6.658 | 15.76 | 9.456 | 10.638
7856005 | Hydraulic (GF), Pumping Block B1HA | 451 | 5.7761 | 15.76 | 9.456 | 10.638
7828718 | Ign.+Ioniz. Electrode Block WB1B/B1xA | 72 | 0.23589 | 5.7524 | 3.8612 | 1.3002
7844988 | Ignition Cable 5kOhm B1HA/B1KA | 49 | 0.10362 | 11.82 | 7.88 | 0.788
7742198 | Install. Set, B1HA | 212 | 0 | 0 | 0 | 0
7742199 | Install. Set, B1KA | 216 | 0 | 0 | 0 | 0
7856000 | Insulating Ring B1HA/B1KA | 64 | 2.3589 | 11.82 | 11.82 | 5.516
9561042 | Keychain w Air Bleed Key "Viessmann mth" | 7 | 0 | 0 | 0 | 0
7498529 | Low-Loss Header 80/60 w Insulation v3 | 377 | 11.0011 | 0 | 0 | 0
7498530 | Low-Loss Header 120/80 w Insulation v3 | 564 | 32.0001 | 0 | 0 | 0
7819602 | Lubricant 6g WB / B2 / Vitosol | 12 | 0.026455 | 4.925 | 4.925 | 0.0788
7839162 | Nameplate "Viessmann" 2013 | 36 | 0.044092 | 10.835 | 7.88 | 0.394
7840506 | Nameplate "Vitodens 100" B1HA/B1KA | 60 | 0.04 | 10.84 | 7.88 | 0.39
7740946 | NBT-23 Neutralization kit to 300 MBH | 93 | 4.55 | 13.75 | 0 | 4.75
7740948 | Neutralization granulate 2 lbs JJM | 26 | 2 | 0 | 0 | 0
7831409 | O-Ring (Set of 5, 8x2) B2 | 31 | 0.024251 | 4.137 | 2.955 | 0.394
7831407 | O-Ring 16 x 3 (5 Pcs) B1KA | 34 | 0.13228 | 8.865 | 8.471 | 0.197
7822894 | O-Ring 17.86 x 2.62 (5 Pcs) B1KA | 25 | 0.044092 | 20.488 | 5.122 | 1.182
7828766 | O-Ring 17x4 (Set of 5) CPK | 29 | 0.13228 | 8.7862 | 8.9832 | 0.197
7831415 | O-Ring 19.8 x 3.6 (5 Pcs) B1KA | 64 | 0.13228 | 8.865 | 8.865 | 0.197
7836269 | O-Ring 24.7 x 3.6 (5 Pcs) B1KA | 29 | 0.11023 | 8.865 | 8.865 | 0.394
7826214 | O-Ring Set (Heat Exchanger 21x3) B2xx Sm | 9 | 0.039683 | 4.137 | 2.955 | 0.788
7828746 | Plate Heat Exchanger 20 Plates 4 O-rings | 238 | 2.4251 | 11.426 | 5.91 | 2.758
9689104 | Power Conditioner, M4-EX WB2A | 213 | 2.3958 | 0 | 0 | 0
9542940 | Pr.Rel Valve (Conbr.) ¾ x ¾ 30PSI | 28 | 0 | 0 | 0 | 0
9549944 | Pr.Rel Valve (Conbr.) ¾ x ¾" 45PSI | 46 | 0 | 0 | 0 | 0
9643205 | Pr.Rel Valve (Watts) ¾ x ¾" 150PSI LL | 29 | 0 | 0 | 0 | 0
7856003 | Press. Gage (PSI) B1HA/B1KA | 46 | 0.13228 | 10.638 | 7.88 | 5.516
7835579 | Profile Gasket B1HA/B1KA | 42 | 0 | 0 | 0 | 0
7836227 | Profile Gasket (Cover Panel) B1HA/B1KA | 59 | 0.088185 | 110.32 | 39.4 | 11.82
9560860 | Pump (GF) UPS15-58FC 115/1/60 | 294 | 7.2358 | 0 | 0 | 0
7856004 | Pump Head (GF) UPS15-78 B1KA | 273 | 3.9022 | 7.88 | 5.516 | 5.91
7855596 | Radial Fan NRG118 B1HA/B1KA | 346 | 3.9683 | 10.244 | 9.456 | 9.456
7839724 | Sealing Grommet (each) B1xA/B2Hx | 24 | 0.083776 | 5.91 | 4.728 | 0.394
7835548 | Sealing Grommet (Set) B1HA/B1KA | 20 | 0.022046 | 0.985 | 0.985 | 0.985
7855941 | Sealing Grommet, DN60 B2xB 19-35,B1xA | 60 | 0 | 0 | 0 | 0
7837053 | Sensor #1 (outdoor, NTC) | 183 | 0.17637 | 3.2702 | 2.758 | 1.576
7856088 | Sensor #15 (Flue Gas, NTC) WB/B1/B2/CU | 46 | 0.044092 | 5.91 | 3.94 | 0.788
7819967 | Sensor #3/#4 (Boiler / DHW) | 93 | 0.066139 | 4.137 | 2.8762 | 0.788
7179114 | Sensor #5 (DHW, Immersion NTC) | 160 | 0.30865 | 8.274 | 4.728 | 0.985
7725667 | Service Tool Set (all Vitoplus/Vitodens) | 336 | 1.8078 | 9.456 | 7.88 | 1.97
7828748 | Step Motor (linear) CPK | 119 | 0.26455 | 8.7862 | 8.9832 | 2.0094
7835607 | Strain Relief, top B1HA/B1KA | 20 | 0.088185 | 40.582 | 39.4 | 3.94
7843243 | Support Brkt Set (Heat Exch.)B2xB 68-125 | 76 | 0.30865 | 13.396 | 3.152 | 1.576
7742294 | Tech Lit Set B1HA / B1KA (USA) | 8 | 0 | 0 | 0 | 0
9641017 | Tee, ¾" Brass LL | 19 | 0 | 0 | 0 | 0
7822742 | Test Port Cap (Set of 2) WB / B2xx | 17 | 0.011023 | 1.97 | 0.788 | 0.788
9668927 | Thermometer (Afriso) 2" °F/°C WB/B1 | 14 | 0 | 0 | 0 | 0
7822682 | Touch-UP Paint Stick "Vitowhite" | 16 | 0 | 3.152 | 0.985 | 0.985
7822681 | Touch-UP Spray Paint "Vitowhite" | 50 | 0.39683 | 1.97 | 1.97 | 6.107
7855995 | Vent Pipe Adaptor 60/100 B1HA/B1KA | 98 | 0.81571 | 6.895 | 7.092 | 7.092
7838138 | Venturi Extension B1HA/B1KA | 75 | 0.39683 | 11.032 | 11.82 | 4.334
7855994 | Wall-Mount Bracket B1HA/B1KA | 47 | 0.70548 | 18.518 | 3.94 | 0.788
7722778 | B2HE-85 Vitodens 200-W (8-80 BTU Output) 95%EFF 3/4" GAS; 3/4" HTG SPLY/RTN 80/125 MM COAX OR 3'' PPS | 4188 | 143 | 19.75 | 17.75 | 33.75
7722779 | B2HE-120 Vitodens 200-W (8-113 BTU Output) 95%EFF 3/4" GAS; 3/4" HTG SPLY/RTN 80/125 MM COAX OR 3'' PPS | 4383 | 143 | 19.75 | 17.75 | 33.75
7722780 | B2HE-150 Vitodens 200-W (13-141 BTU Output) 95%EFF 3/4" GAS; 1" HTG SPLY/RTN 80/125 MM COAX OR 3'' PPS | 5749 | 218 | 21.75 | 17.75 | 39
7722781 | B2HE-199 Vitodens 200-W (13-187 BTU Output) 95%EFF 3/4" GAS; 1" HTG SPLY/RTN 80/125 MM COAX OR 3'' PPS | 6488 | 218 | 21.75 | 17.75 | 39
B2HB008 | B2HB 94 Vitodens 200-W (29.5-88 BTU Output) 95%EFF 3/4" GAS; 3/4" HTG SPLY/RTN 60/100 MM COAX OR 2'' PPS | 3959 | 110 | 15.75 | 17.75 | 41
B2HB009 | B2HB 125 Vitodens 200-W (29.5-117 BTU Output) 95%EFF 3/4" GAS; 3/4" HTG SPLY/RTN 60/100MM COAX OR 2'' PPS | 4154 | 110 | 15.75 | 17.75 | 41
B2HB069 | B2HB 160 Vitodens 200-W (56-149 BTU Output) 95%EFF 1" GAS; 1 1/2" HTG SPLY/RTN 80/125MM COAX OR 3'' PPS, DBL PIPE ADP INCLD IN SEP. BOX | 5603 | 155 | 21 | 19 | 43.5
B2HB070 | B2HB 199 Vitodens 200-W (56-185 BTU Output) 95%EFF 1" GAS; 1 1/2" HTG SPLY/RTN 80/125MM COAX OR 3'' PPS, DBL PIPE ADP INCLD IN SEP. BOX | 6030 | 155 | 21 | 19 | 43.5
B2HAH12 | B2HA 285 Vitodens 200-W (65-260 BTU Output) 92%EFF 1" GAS; 1 1/2" HTG SPLY/RTN 110/150MM COAX OR 4'' PPS, DBL PIPE ADP INCLD IN SEP. BOX | 8185 | 194 | 21 | 19 | 43.5
B2HAH13 | B2HA 311 Vitodens 200-W (67-294 BTU Output) 94%EFF 1" GAS; 1 1/2" HTG SPLY/RTN 110/150MM COAX OR 4'' PPS, DBL PIPE ADP INCLD IN SEP. BOX | 8525 | 194 | 21 | 19 | 43.5
B2HAH14 | B2HA 352 Vitodens 200-W (67-333 BTU Output) 93.5%EFF 1" GAS; 1 1/2" HTG SPLY/RTN 110/150MM COAX OR 4'' PPS, DBL PIPE ADP INCLD IN SEP. BOX | 9083 | 194 | 21 | 19 | 43.5
B2HAA94 | B2HA 399 Vitodens 200-W (103-375 BTU Output) 93%EFF 1" GAS; 2" HTG SPLY/RTN 110/150MM COAX OR 4'' PPS, DBL PIPE ADP INCLD IN SEP. BOX | 10293 | 298 | 27 | 23.625 | 44.5
B2HAA95 | B2HA 530 Vitodens 200-W (103-495 BTU Output) 92.5%EFF 1" GAS; 2" HTG SPLY/RTN 110/150MM COAX OR 4'' PPS, DBL PIPE ADP INCLD IN SEP. BOX | 12227 | 298 | 27 | 23.625 | 44.5
B2HB689 | B2HB 94 Vitodens 200-W Low NOx US (29.5-88 BTU Output) 95%EFF 3/4" GAS; 3/4" HTG SPLY/RTN 60/100 MM COAX OR 2'' PPS | 3959 | 110 | 15.75 | 17.75 | 41
B2HB690 | B2HB 125 Vitodens 200-W Low NOx US (29.5-117 BTU Output) 95%EFF 3/4" GAS; 3/4" HTG SPLY/RTN 60/100MM COAX OR 2'' PPS | 4154 | 110 | 15.75 | 17.75 | 41
B2HB691 | B2HB 160 Vitodens 200-W Low NOx US (56-149 BTU Output) 95%EFF 1" GAS; 1 1/2" HTG SPLY/RTN 80/125MM COAX OR 3'' PPS, DBL PIPE ADP INCLD IN SEP. BOX | 5603 | 155 | 21 | 19 | 43.5
B2HB692 | B2HB 199 Vitodens 200-W Low NOx US (56-185 BTU Output) 95%EFF 1" GAS; 1 1/2" HTG SPLY/RTN 80/125MM COAX OR 3'' PPS, DBL PIPE ADP INCLD IN SEP. BOX | 6030 | 155 | 21 | 19 | 43.5
B2HAN29 | B2HA 285 Vitodens 200-W Low NOx US (65-260 BTU Output) 92%EFF 1" GAS; 1 1/2" HTG SPLY/RTN 110/150MM COAX OR 4'' PPS, DBL PIPE ADP INCLD IN SEP. BOX | 8193 | 194 | 21 | 19 | 43.5
B2HAN30 | B2HA 311 Vitodens 200-W Low NOx US (67-294 BTU Output) 94%EFF 1" GAS; 1 1/2" HTG SPLY/RTN 110/150MM COAX OR 4'' PPS, DBL PIPE ADP INCLD IN SEP. BOX | 8533 | 194 | 21 | 19 | 43.5
B2HAN31 | B2HA 352 Vitodens 200-W Low NOx US (67-333 BTU Output) 93.5%EFF 1" GAS; 1 1/2" HTG SPLY/RTN 110/150MM COAX OR 4'' PPS, DBL PIPE ADP INCLD IN SEP. BOX | 9091 | 194 | 21 | 19 | 43.5
B2HAN32 | B2HA 399 Vitodens 200-W Low NOx US (103-375 BTU Output) 93%EFF 1" GAS; 2" HTG SPLY/RTN 110/150MM COAX OR 4'' PPS, DBL PIPE ADP INCLD IN SEP. BOX | 10294 | 298 | 27 | 23.625 | 44.5
B2HAN33 | B2HA 530 Vitodens 200-W Low NOx US (103-495 BTU Output) 92.5%EFF 1" GAS; 2" HTG SPLY/RTN 110/150MM COAX OR 4'' PPS, DBL PIPE ADP INCLD IN SEP. BOX | 12227 | 298 | 27 | 23.625 | 44.5
7844909 | Access. Pack (Brnr Scr,Set 6) B2HB | 31 | 0.1433 | 5.516 | 4.728 | 0.788
7844858 | Access. Pack (CCD screws) B2HB 68-125 | 21 | 0.066139 | 4.728 | 4.728 | 0.591
7201963 | Adaptor, 4:6" (Boiler Mfld, each) B2HA | 662 | 109.9995 | 0 | 0 | 0
7831455 | Air Bleed Header WB2B / B2Hx 160/199 | 190 | 5.5997 | 9.062 | 7.683 | 8.274
7829160 | Air Vent, G3/8" B2HB 68/94/125 | 54 | 0.17637 | 4.2552 | 3.152 | 3.152
7819971 | Air Vent, G3/8" WBxx / B2Hx | 32 | 0.22046 | 7.092 | 3.94 | 1.3396
7537703 | Boiler Manifold, ANSI 2 x B2HA | 2312 | 337.9991 | 0 | 0 | 0
7537704 | Boiler Manifold, ANSI 3 x B2HA | 2685 | 414.9999 | 0 | 0 | 0
7658026 | Boiler Stand, B2HA 399-530 | 870 | 114.6402 | 26.004 | 23.64 | 77.618
7560569 | Boiler Stand, WB/B1/B2 v2 | 540 | 65.001 | 0 | 0 | 0
7839449 | Bracket (Set of 2) B2Hx / B2Tx | 40 | 0.022046 | 5.91 | 3.94 | 0.788
7839706 | Bracket (Set of 3) B2HA 160-352 | 35 | 0.079366 | 5.91 | 4.728 | 0.394
7839913 | Bracket (Set of 6) B2HA 399/530 | 37 | 0.13669 | 5.91 | 4.728 | 0.788
7835164 | Burner Gasket D=408 B2HA 399/530 | 106 | 0.52911 | 10.244 | 4.334 | 0.591
7836178 | Burner Gasket, 299x5.6mm WB2B / B2Hx | 85 | 0.44092 | 17.73 | 8.865 | 1.379
7839178 | Burner Mounting Flange Assly B2HA 45-100 | 364 | 7.9366 | 20.882 | 16.351 | 9.062
7839911 | Burner Mounting Flng Assly B2HA 399/530 | 936 | 14.1757 | 23.246 | 23.443 | 6.895
7844914 | Burner Mounting Flng Assly B2HB 160/199 | 701 | 7.8837 | 20.488 | 16.548 | 9.062
7856196 | Burner Tube B2HB 160/199 | 258 | 2.1826 | 7.88 | 7.88 | 7.88
7831997 | Burner Tube WB2B / B2HA 45/60 | 235 | 2.4251 | 7.88 | 7.88 | 7.486
7835170 | Burner Tube, NG/LP B2HA 399/530 | 1200 | 4.1447 | 13.987 | 8.274 | 8.274
7832826 | Burner Tube, NG/LP WB2B / B2HA | 967 | 2.5133 | 9.653 | 9.85 | 7.486
7841450 | Coding Plug 2424:0303 B2HA 28 | 28 | 0.046297 | 6.304 | 4.334 | 1.182
7841241 | Coding Plug 2424:0303 B2HA 35 | 28 | 0.044092 | 3.152 | 1.97 | 12.608
7841505 | Coding Plug 2424:0304 B2HA 19 | 29 | 0 | 0 | 0 | 0
7842216 | Coding Plug 248A:0101 B2HB 68 | 28 | 0.17637 | 5.91 | 3.94 | 1.182
7863245 | Coding Plug 248A:01F2 Low-NOx B2HB 68 | 18 | 0.044092 | 3.94 | 1.97 | 0.788
7865564 | Coding Plug 248B:0203 v3 B2HB 94 | 40 | 0.044092 | 3.94 | 1.97 | 0.788
7865574 | Coding Plug 248B:02F2 v2 NOx B2HB 94 | 18 | 0.044092 | 7.486 | 4.728 | 0.591
7871266 | Coding Plug 248C:0304 v4 B2HB 125 | 21 | 0.044092 | 7.683 | 4.728 | 0.788
7865575 | Coding Plug 2A8C:02F4 v2 NOx B2HB 125 | 18 | 0.044092 | 7.683 | 4.728 | 0.788
7865567 | Coding Plug 2510:0103 v3 B2HB 160 | 40 | 0.035274 | 7.092 | 4.728 | 0.985
7865577 | Coding Plug 2510:01F2 v2 NOx B2HB 160 | 18 | 0.044092 | 7.683 | 4.728 | 0.788
7865568 | Coding Plug 2511:0103 v3 B2HB 199 | 40 | 0.035274 | 7.092 | 4.728 | 0.985
7865578 | Coding Plug 2511:01F2 v2 NOx B2HB 199 | 17 | 0.044092 | 7.486 | 4.334 | 0.788
7865569 | Coding Plug 2512:0101 v3 B2HA 285 | 40 | 0.048502 | 7.092 | 4.728 | 0.985
7865579 | Coding Plug 2512:01F2 v2 NOx B2HA 285 | 18 | 0.044092 | 7.683 | 4.728 | 0.788
7865570 | Coding Plug 2513:0101 v3 B2HA 311 | 40 | 0.044092 | 3.94 | 1.97 | 0.788
7865580 | Coding Plug 2513:01F2 v2 NOx B2HA 311 | 18 | 0.044092 | 7.289 | 4.531 | 0.591
7865571 | Coding Plug 2514:0101 v3 B2HA 352 | 40 | 0.046297 | 3.94 | 1.97 | 0.788
7865581 | Coding Plug 2514:01F2 v2 NOx B2HA 352 | 18 | 0.044092 | 7.486 | 4.728 | 0.591
7841081 | Coding Plug 2527:0101 B2HA 45 | 28 | 0.044092 | 3.94 | 1.97 | 0.985
7841082 | Coding Plug 2528:0101 B2HA 60 | 28 | 0.15432 | 5.91 | 3.94 | 0.394
7841083 | Coding Plug 2529:0101 B2HA 80 | 25 | 0.17637 | 7.486 | 4.334 | 0.591
7841084 | Coding Plug 252A:0101 B2HA 100 | 25 | 0.17637 | 7.486 | 4.334 | 0.591
7865582 | Coding Plug 257D:04F2 v2 NOx B2HA 399 | 18 | 0.044092 | 7.486 | 4.728 | 0.591
7865583 | Coding Plug 257E:F2F2 v2 NOx B2HA 530 | 18 | 0.044092 | 7.683 | 4.728 | 0.788
7839912 | Comb.Ch.Dr.Refr. B2HA 399/530 | 145 | 12.4826 | 21.079 | 21.276 | 4.728
7828337 | Comb.Ch.Dr.Refr. WB2B / B2HA | 75 | 6.7461 | 15.169 | 14.972 | 6.107
7836991 | Comb.Chbr.Refr. B2HA 399/530 | 297 | 9.2594 | 21.276 | 21.276 | 5.122
7844908 | Comb.Chbr.Refr. B2HB 160-199 | 92 | 5.2404 | 15.366 | 15.366 | 5.91
7828793 | Comb.Chbr.Refr. WB2B / B2HA | 75 | 5.5997 | 15.366 | 14.972 | 5.91
7835597 | Comb.Chbr.Refr. WB2B / B2HA 45/60 | 75 | 4.0124 | 15.366 | 14.775 | 6.304
7441586 | Communication Module (KMK-BUS) WB2B/B2HA | 177 | 0.22046 | 5.91 | 5.319 | 1.97
7836593 | Condensate Drain Kit B2Hx 285-530 | 122 | 0.11023 | 9.456 | 2.364 | 1.182
7827917 | Condensate Hose B2HA 399/530 | 31 | 0.25353 | 16.548 | 5.91 | 0.394
7826535 | Condensate Hose 1 B2HA / WB2B-45/60 | 31 | 0.13228 | 8.668 | 2.364 | 1.576
7826464 | Condensate Hose 1 WB2B / B2Hx 68-125 | 31 | 0.13228 | 11.82 | 1.97 | 1.379
7828426 | Condensate Hose 2 WB2B / B2Hx | 36 | 0.29762 | 15.366 | 5.122 | 1.773
7818021 | Condensate Hose 3 WB2x / B2Hx | 19 | 0.17637 | 16.942 | 7.88 | 0.985
7839725 | Conn. Pipe (htg supp) B2HA 45-60 | 286 | 3.5274 | 35.46 | 9.85 | 5.516
7844917 | Conn. Pipe (htg supp) B2HB 160/199 | 180 | 2.9321 | 39.4 | 13.79 | 4.728
7835171 | Conn. Pipe (NG/LP) B2HA 399/530 | 283 | 1.3448 | 16.548 | 5.319 | 5.516
7844912 | Conn. Pipe (NG/LP) B2HB 160/199 | 89 | 0.74957 | 14.578 | 7.88 | 3.94
7843244 | Conn. Pipe (NG/LP) B2HB 68-125 | 64 | 1.0141 | 23.64 | 5.91 | 6.304
7839914 | Conn. Pipe (NG/LP, flex) B2HA 399/530 | 73 | 1.6491 | 11.623 | 11.623 | 5.91
7844915 | Conn. Pipe 1 (htg rtn) B2HB 160/199 | 166 | 1.6513 | 27.58 | 5.516 | 1.97
7826545 | Conn. Pipe 1 (htg rtn) WB2B/B2HA 45/60 | 89 | 0.97003 | 20.488 | 5.122 | 2.364
7828931 | Conn. Pipe 1 (htg rtn) WB2B/B2HA 80-105 | 201 | 2.5133 | 20.291 | 7.683 | 1.97
7839654 | Conn. Pipe 1 (htg supp) B2HA 19-35 | 197 | 1.433 | 23.64 | 13.79 | 7.88
7843260 | Conn. Pipe 1 (htg supp) B2HB 68-125 | 102 | 0 | 0 | 0 | 0
7839760 | Conn. Pipe 2 (htg rtn) B2HA 285-352 | 493 | 3.9242 | 13.79 | 7.88 | 2.364
7839720 | Conn. Pipe 2 (htg rtn) B2HA 45/60 | 276 | 1.455 | 17.73 | 7.88 | 2.364
7844916 | Conn. Pipe 2 (htg rtn) B2HB 160/199 | 173 | 1.2787 | 13.79 | 7.88 | 1.576
7839645 | Conn. Pipe 2 (htg rtn) B2Hx 68-125 | 24 | 0.61729 | 17.533 | 7.88 | 2.364
7839673 | Conn. Pipe 2 (htg supp) B2Hx 68-125 | 98 | 0.83776 | 15.366 | 2.758 | 1.182
7839713 | Conn. Pipe 2 (NG/LP) B2HA 285-352 | 95 | 0.59525 | 11.82 | 6.304 | 3.152
7843334 | Conn. Pipe D21 G3/4 B2HB 68-125 | 166 | 0.48502 | 4.334 | 3.152 | 3.546
7839828 | Conn.Flange w Gas Ball Vlv. B2HA 399/530 | 335 | 2.7778 | 47.28 | 8.274 | 4.728
7830013 | Connection Elbow (Return) WB1x / B2HB | 108 | 0.55115 | 3.94 | 6.0282 | 2.364
7839647 | Connector D21 (htg.ret) B2Hx 68-125 | 60 | 0.51588 | 4.334 | 3.152 | 3.152
7839651 | Connector D21 (htg.supp) B2Hx 68-125 | 71 | 0.48281 | 4.334 | 3.152 | 3.152
7839649 | Connector D21 G¾ (NG/LP) B2Hx 68-199 | 71 | 0.45415 | 4.334 | 3.152 | 3.152
7839748 | Connector D32 (htg.supp) B2HA 160-199 | 71 | 0.61288 | 4.334 | 3.152 | 3.152
7839762 | Connector D32 (htg.supp) B2HA 285-352 | 70 | 0.59525 | 4.334 | 3.152 | 3.152
7862304 | Control Console B2HA 285-352 TT | 1055 | 4.4092 | 20.094 | 11.623 | 6.107
7849641 | Control Console B2HA 399-530 TT | 1069 | 4.277 | 20.488 | 11.82 | 6.698
7862302 | Control Console B2HB 160/199 TT | 934 | 4.4092 | 20.094 | 11.82 | 5.91
7841860 | Conv. Kit CSD-1 (therm.) B2HA 150 1 blr | 114 | 2.4493 | 0 | 0 | 0
7837898 | Counter Plug Neptune B2Hx / B2Tx | 61 | 0.15432 | 4.334 | 2.758 | 1.576
7833473 | Cover Panel WB2B / B2HA 285-352 | 72 | 2.5133 | 17.73 | 7.486 | 4.334
7839666 | Cover Panel, boiler B2HA 19-35 | 554 | 19.9739 | 31.323 | 23.246 | 17.73
7836997 | Cover Panel, boiler B2HA 399/530 | 725 | 22.906 | 34.278 | 25.61 | 29.55
7843233 | Cover Panel, boiler B2HB 68-125 | 667 | 20.9439 | 31.52 | 23.246 | 17.336
7833654 | Cover Panel, boiler B2Hx 160-352 | 268 | 20.7675 | 31.52 | 15.76 | 16.942
7839663 | Cover Panel, electronics B2HA 19-35 | 248 | 0 | 0 | 0 | 0
7839830 | Cover Panel, electronics B2HA 399/530 | 376 | 6.1729 | 37.036 | 27.58 | 4.728
7839751 | Cover Panel, electronics B2HA 45-60 | 277 | 5.247 | 22.458 | 16.745 | 5.516
7843234 | Cover Panel, electronics B2HB 68-125 | 137 | 4.277 | 18.518 | 16.154 | 5.122
7839757 | Cover Panel, electronics B2Hx 285-352 | 288 | 3.5274 | 31.52 | 19.7 | 5.516
7836995 | Cover Panel, interior B2HA 399/530 | 84 | 4.2329 | 31.126 | 9.062 | 5.122
7833854 | Ctrl Housing B2HA 399/530 | 89 | 3.9683 | 27.58 | 18.124 | 7.092
7833699 | Ctrl Housing B2Hx 160-352 | 89 | 1.7416 | 18.518 | 14.184 | 3.94
7833698 | Ctrl Housing B2Hx 19-35 | 89 | 2.8219 | 17.336 | 13.396 | 3.94
7839714 | Cup (for P-trap) B2HA 19-60 | 35 | 0.061729 | 5.91 | 4.728 | 0.788
7839669 | Electrical Box Cover v1 B2Hx / B2Tx | 42 | 2.0613 | 17.73 | 13.79 | 3.152
7839668 | Electrical Box v1 B2Hx / B2Tx | 105 | 2.7337 | 17.73 | 13.79 | 3.152
7839722 | Extension Pipe (supp/ret) B2HA 160-352 | 92 | 1.8519 | 6.698 | 5.122 | 2.364
7839648 | Extension Pipe (supp/ret) B2Hx 68-125 | 70 | 1.0714 | 6.895 | 5.122 | 2.167
7839674 | Extension Pipe ¾" NPT (gas) B2Hx 68-125 | 70 | 1.1905 | 6.895 | 5.122 | 2.167
7839718 | Extension Pipe 1" NPT (gas) B2HA 160-352 | 73 | 1.1023 | 6.698 | 5.122 | 2.364
7537723 | Flange Connection Set, 4"(Set of 4) B2HA | 943 | 86 | 0 | 0 | 0
7835168 | Flapper B2HA 399/530 | 54 | 0.13228 | 5.713 | 3.94 | 1.182
7835111 | Flapper B2Hx 160-352 | 54 | 0.22046 | 8.668 | 4.334 | 1.97
7839607 | Flapper Membrane B2HB / B2Tx | 54 | 0.1433 | 5.713 | 3.94 | 13.002
7839670 | Flex Pipe (gas) B2HA 19-35 | 98 | 1.0648 | 23.837 | 5.91 | 5.91
7839717 | Flex Pipe (gas) B2HA 45-60 | 78 | 0.72973 | 10.244 | 8.865 | 3.94
7835114 | Flow Sensor B2HA 399-530 | 305 | 0.10141 | 5.516 | 5.516 | 1.379
7828795 | Flow Switch VK332M WB2B / B2HA 285-352 | 82 | 0.13228 | 10.638 | 3.94 | 0.985
7839747 | Flow Switch, VK320M B1xA / B2Hx 68-125 | 112 | 1.3448 | 7.88 | 4.728 | 0.788
7826542 | Flow Switch, VK332M WB2B / B2Hx | 87 | 0.13228 | 5.91 | 4.334 | 1.576
7134770 | Flue Adaptor, CPVC 3" B2HA/B2HB | 24 | 0.54895 | 0 | 0 | 0
7134771 | Flue Adaptor, CPVC 4" B2HA/B2HB | 35 | 0.49824 | 0 | 0 | 0
7844907 | Flue Baffle B2HB 160-199 | 302 | 3.8581 | 15.366 | 15.366 | 5.91
7855962 | Flue Gas Coll Set (vpa+gskt)B2HB 160/199 | 195 | 2.844 | 15.366 | 11.426 | 8.668
7828798 | Gas Distribution Pipe 1 WB2B / B2HA | 140 | 0.83776 | 6.895 | 5.122 | 2.167
7839824 | Gas Valve CES-Big, 120/1/60 B2HA 399/530 | 753 | 7.9499 | 12.017 | 11.82 | 13.79
7818559 | Gasket (Air Intake) d=150mm WB2x/B2HA | 43 | 0.044092 | 7.486 | 6.304 | 0.394
7818138 | Gasket (Air Intake), DN125 B2HA 45/60 | 33 | 0.044092 | 5.91 | 5.122 | 0.2758
7826524 | Gasket (Burner Tube) WB2B/B2Hx 160-530 | 21 | 0.22046 | 9.85 | 9.85 | 0.394
7844911 | Gasket (Flue Gas Coll) B2HB 160/199 | 40 | 0.059525 | 5.91 | 5.91 | 0.788
7844905 | Gasket (Flue Gas), D80 B2HB 160/199 | 24 | 0.3329 | 5.516 | 4.728 | 0.788
7826541 | Gasket (Flue Gas), DN 80 B2HA/WB2B 45/60 | 20 | 0.05732 | 3.94 | 3.94 | 0.788
7827031 | Gasket (Ioniz. Electrode) WB2B / B2HA | 20 | 0.044092 | 1.576 | 0.788 | 0.394
7835174 | Gasket 1" (Set of 5) B2HA 399/530 | 36 | 0.044092 | 1.97 | 1.182 | 0.394
7835225 | Gasket 1¼ (Set of 5) B2Hx 160-530 | 18 | 0.1455 | 1.97 | 1.182 | 0.394
7833704 | Gasket 1½" (Set of 5) B2HA 112-150 | 30 | 0.033069 | 4.728 | 4.728 | 0.394
7839823 | Gasket A32x44x2 (Set of 5) B2HA 399/530 | 22 | 0.048502 | 5.91 | 4.728 | 0.394
7817688 | Grommet (Flue Gas), DN110 WB2x / B2HA | 13 | 0.044092 | 6.698 | 5.91 | 0.2758
7836459 | Grommet (P-Trap) B2HA 399/530 | 29 | 0.30865 | 10.638 | 7.88 | 3.94
7839795 | Grommet (P-Trap) B2HA 80-100 | 22 | 0.12125 | 9.456 | 5.91 | 0.394
7843046 | Grommet (P-Trap) B2HB 160/199 | 35 | 0.1455 | 7.88 | 3.94 | 3.94
7838581 | Harness "145" KM-BUS B2Hx 68-125 | 35 | 0.088185 | 3.94 | 3.94 | 0.197
7839496 | Harness 100/35/54/PE B2HA 285-352 | 59 | 0.52911 | 9.062 | 7.88 | 1.97
7839493 | Harness 100/35/54/PE B2HA 399/530 | 62 | 0.63934 | 10.638 | 7.092 | 1.97
7839495 | Harness 100/35/54/PE B2Hx 160-199 | 62 | 0.44092 | 9.456 | 8.668 | 1.379
7839494 | Harness 100/35/54/PE B2Hx 68-125 | 59 | 0 | 0 | 0 | 0
9653034 | Harness 36" Gas Press. Switch B2HA | 43 | 0 | 0 | 0 | 0
7839492 | Harness GDW1/GDW2 B2HA 399/530 | 40 | 0.52911 | 7.88 | 7.092 | 1.576
7839397 | Harness Set, PPC Module B2Hx | 124 | 0.68343 | 9.062 | 7.486 | 1.576
7836839 | Harness X8/X9 (Electrodes) B2HA 45-60 | 93 | 0.37479 | 12.411 | 7.486 | 1.576
7836840 | Harness X8/X9/Ioniz. B2HA 285-352 | 108 | 0.42108 | 13.396 | 7.683 | 0.985
7839497 | Harness X8/X9/Ioniz. B2HA 399/530 | 138 | 0.39683 | 9.85 | 5.516 | 1.97
7844963 | Harness X8/X9/Ioniz. B2HB 160/199 | 149 | 0.37479 | 10.244 | 6.698 | 1.97
7839491 | Harness X8/X9/Ioniz. B2Hx 68-125 | 63 | 0.48502 | 7.88 | 5.91 | 1.97
7839842 | Heat Exch Assly, ASME B2HA 399/530 | 11676 | 273.3729 | 44.128 | 27.58 | 30.338
7843753 | Heat Exch Assly, ASME WB2B/B2HA | 4335 | 100.1779 | 23.246 | 21.67 | 21.67
7839763 | Heating Supply Conn. Pipe B2HA 285-352 | 335 | 3.9463 | 37.824 | 18.912 | 5.516
7836815 | Ignition Electr. (w gskt) B2HA 399/530 | 61 | 0.2866 | 5.713 | 3.94 | 1.182
7829798 | Ignition Electr. (w gskt) WB2B / B2HA | 54 | 0.30865 | 6.895 | 5.319 | 2.364
7529679 | Installation Set, B2HA / B2HB 160-352 | 133 | 6.9997 | 0 | 0 | 0
7529678 | Installation Set, B2HA / B2HB 68-125 | 133 | 5.0001 | 0 | 0 | 0
7529680 | Installation Set, B2HA 399/530 | 182 | 11.0011 | 0 | 0 | 0
7844913 | Insulating Ring B2HB 160/199 | 118 | 6.3934 | 14.972 | 14.381 | 5.122
7537712 | Insulation (Boiler Mfld) 2 x B2HA | 867 | 15.1501 | 0 | 0 | 0
7537713 | Insulation (Boiler Mfld) 3 x B2HA | 1462 | 21.4995 | 0 | 0 | 0
7537714 | Insulation (Mfld LLH 160/80) B2HA | 564 | 10.0002 | 0 | 0 | 0
7537715 | Insulation (Mfld LLH 200/120) B2HA | 726 | 16.2503 | 0 | 0 | 0
7537716 | Insulation (Mfld LLH 250/150) B2HA | 829 | 19.4999 | 0 | 0 | 0
7537717 | Insulation (Mfld LLH 300/200) B2HA | 943 | 24.4999 | 0 | 0 | 0
7537718 | Insulation (Mfld LLH 400/200) B2HA | 1023 | 28.4991 | 0 | 0 | 0
7537719 | Insulation (Mfld LLH 450/250) B2HA | 1233 | 111.0004 | 0 | 0 | 0
7537720 | Insulation (Mfld LLH 500/300) B2HA | 1414 | 124.9997 | 0 | 0 | 0
7537722 | Insulation (Mfld Y-Piece, pair) B2HA | 425 | 8.501 | 0 | 0 | 0
7835169 | Ionization Electr. (w Gskt) B2HA 399/530 | 61 | 0.22708 | 5.713 | 3.94 | 1.379
7836489 | Ionization Electr. (w Gskt) B2Hx 160-352 | 72 | 0.19842 | 7.092 | 4.334 | 1.576
7835110 | Leveling Bolt B2Hx 160-352 | 40 | 0.11023 | 5.91 | 3.94 | 1.576
7537705 | Low-Loss Header, 160/80 ANSI Mfld B2HA | 1239 | 107.9999 | 0 | 0 | 0
7537706 | Low-Loss Header, 200/120 ANSI Mfld B2HA | 1509 | 153.0006 | 0 | 0 | 0
7537707 | Low-Loss Header, 250/150 ANSI Mfld B2HA | 1811 | 188.9999 | 0 | 0 | 0
7537708 | Low-Loss Header, 300/200 ANSI Mfld B2HA | 2084 | 281.9996 | 0 | 0 | 0
7537709 | Low-Loss Header, 400/200 ANSI Mfld B2HA | 2836 | 382.9998 | 0 | 0 | 0
7537710 | Low-Loss Header, 450/250 ANSI Mfld B2HA | 4004 | 486.9984 | 0 | 0 | 0
7537711 | Low-Loss Header, 500/300 ANSI Mfld B2HA | 4640 | 514.9992 | 0 | 0 | 0
ZK01105 | Mixing Valve Extension Kit B2HA/B2TA NTC | 842 | 0 | 0 | 0 | 0
7817500 | Mounting Clip (Set of 2) WB2B/B2Hx | 11 | 0.024251 | 6.698 | 4.728 | 0.7092
7839758 | Mounting Rail, left B2HA 80-100 | 59 | 0.74957 | 15.76 | 9.85 | 5.122
7836183 | Mounting Rail, left B2Hx | 49 | 0.12787 | 13.396 | 1.182 | 0.591
7839759 | Mounting Rail, right B2HA 80-100 | 59 | 0.74957 | 15.76 | 9.85 | 5.122
7836184 | Mounting Rail, right B2Hx | 49 | 0.11023 | 13.396 | 1.182 | 0.591
9636721 | Nipple, ¾" x 4½" Short Brass WB2B/B2Hx | 13 | 0 | 0 | 0 | 0
7833979 | Orifice 09, NG/LP (GRY) B2HA 285-352 | 24 | 0.066139 | 5.122 | 3.152 | 0.788
7833980 | Orifice 10, NG/LP (WHT) B2HA / CU3A | 17 | 0.044092 | 5.122 | 3.152 | 0.788
7835467 | O-Ring (Set of 3, ht.exch) B2Hx 160-352 | 11 | 0.022046 | 1.576 | 1.576 | 0.394
7839721 | O-Ring (Set of 5, supp/ret) B2HA 160-352 | 31 | 0.039683 | 5.91 | 4.728 | 0.394
7839646 | O-Ring (Set of 5, supp/ret) B2Hx | 31 | 0.22046 | 5.516 | 3.152 | 0.788
7827429 | Pipe Clamp DN25 (Set of 5) B2HA 285-352 | 17 | 0.12346 | 1.576 | 1.379 | 0.394
7134560 | Power Supply Adaptor (MV/IV), 120/1/60 | 226 | 0 | 0 | 0 | 0
7839652 | Press. Gage (PSI) w clip B2Hx 68-125 | 62 | 1.2125 | 14.578 | 11.032 | 0.788
7839723 | Press. Gage (PSI)w clip/gsk B2HA 160-199 | 49 | 0.26896 | 14.381 | 11.426 | 0.394
7839764 | Press. Gage (PSI)w clip/gsk B2HA 285-530 | 55 | 0.29983 | 14.775 | 11.426 | 0.394
7843045 | P-Trap B2HB 160/199 | 58 | 0.50265 | 15.76 | 7.88 | 3.94
7828796 | P-Trap WB2B / B2HA 285-530 | 54 | 0.35715 | 15.957 | 5.122 | 2.364
7839819 | Radial Fan NRG137 B2HA 399/530 | 1011 | 6.3273 | 35.46 | 9.3378 | 9.5742
7842420 | Radial Fan RG148 120/1/60 B2HB 160/199 | 640 | 6.8343 | 11.032 | 9.85 | 9.85
7842421 | Radial Fan RG148 B2HAb 285-352 | 849 | 6.8343 | 11.032 | 9.85 | 9.85
7839705 | Radial Fan RG148E 120/1/60 B2HA 45-60 | 654 | 6.788 | 11.426 | 9.85 | 9.456
7839775 | Radial Fan RG148E B2HA 80-100 | 938 | 6.8674 | 11.426 | 9.85 | 9.456
9560933 | Red.Tee, 2 x 2 x ¾" VR1 / B2HA | 31 | 0 | 0 | 0 | 0
7538971 | Restraint Kit, Boiler Stand B2HA 388/530 | 237 | 0 | 0 | 0 | 0
7839724 | Sealing Grommet (each) B1xA/B2Hx | 24 | 0.083776 | 5.91 | 4.728 | 0.394
7831423 | Sealing Grommet (Set of 5) B2Hx 68-125 | 31 | 0.088185 | 4.137 | 2.955 | 0.985
7819745 | Sealing Grommet WB2A / B2Hx | 9 | 0.044092 | 6.107 | 4.728 | 0.2758
7839765 | Sealing Grommet, 60x30 B2HA 285-352 | 17 | 0.066139 | 5.91 | 4.728 | 0.394
7839755 | Sealing Grommet, D=128/13 B2HA 45-60 | 24 | 0.079366 | 7.88 | 5.91 | 0.394
7829076 | Sealing Grommet, D=36/14 B2HA 45-60 | 40 | 0 | 0 | 0 | 0
7831055 | Sealing Grommet, D=54/18 B2Hx 19-35 | 36 | 0.022046 | 2.955 | 2.2458 | 0.394
7839761 | Sealing Grommet, Di=28 W=7 B2HA 285-352 | 17 | 0.046297 | 5.91 | 3.94 | 0.394
7836938 | Sealing Grommet, DN60 B2Hx / B2TB | 31 | 0.088185 | 3.546 | 3.546 | 0.788
7856088 | Sensor #15 (Flue Gas) r B2xA | 46 | 0.044092 | 5.91 | 3.94 | 0.788
7835112 | Sensor #3 (Boiler, Set 2) B2Hx 160-530 | 116 | 0.088185 | 2.364 | 1.576 | 0.788
7179488 | Sensor #5 (LLH, Immersion NTC) WB2B/B2Hx | 160 | 0.26455 | 8.274 | 4.728 | 0.7092
7839966 | Shield, gas valve WB2B / B2HA 285-352 | 43 | 0.99208 | 11.82 | 9.85 | 2.758
7839665 | Support Bracket, left B2HA | 73 | 0.765 | 18.124 | 9.85 | 3.152
7839833 | Support Bracket, left B2HA 399/530 | 64 | 1.6094 | 19.7 | 13.79 | 3.94
7839752 | Support Bracket, left B2HA 45-60 | 60 | 1.2125 | 18.124 | 9.85 | 3.94
7844903 | Support Bracket, left B2HB 160/199 | 100 | 0.80248 | 18.124 | 10.244 | 3.152
7839664 | Support Bracket, right B2HA | 73 | 0.765 | 18.124 | 9.85 | 3.152
7839832 | Support Bracket, right B2HA 399/530 | 64 | 1.6094 | 19.7 | 13.79 | 3.94
7839753 | Support Bracket, right B2HA 45-60 | 59 | 1.2125 | 18.124 | 9.85 | 3.94
7844902 | Support Bracket, right B2HB 160/199 | 100 | 0.80248 | 18.124 | 10.244 | 3.152
7839829 | Support Brkt, Pnl (Set 2) B2HA 399/530 | 46 | 0.066139 | 5.91 | 4.728 | 1.182
7836209 | Turbulator Disc B2HA 160/199 | 60 | 0.17637 | 8.077 | 7.9194 | 0.2758
7835050 | Vent Pipe Adaptor 110/150 B2HA 285-530 | 106 | 1.5653 | 11.623 | 8.668 | 8.077
7827960 | Vent Pipe Adaptor 80/125 B2HA/WB2B-45/60 | 84 | 0.63934 | 7.092 | 7.092 | 7.092
7827962 | Venturi Ext. w Gskt WB2B / B2HA | 54 | 1.0582 | 22.655 | 9.456 | 4.925
7776084 | Vitotronic 300-K MW2C v2 NTC | 2506 | 0 | 0 | 0 | 0
7836988 | Wall-Mount Bracket B2HA 399/530 | 106 | 3.2849 | 24.428 | 4.334 | 0.788
7826547 | Wall-Mount Bracket WB2B/B2Hx 160-352 | 25 | 1.7637 | 20.882 | 4.728 | 0.6698
7839754 | Wall-Mount Bracket, L=450 B2Hx 68-125 | 61 | 0.79366 | 19.306 | 5.319 | 0.591
7537721 | Y-Piece 4" / 6", ANSI (pair) B2HA | 1711 | 274.9999 | 0 | 0 | 0
B2HAH15 | Vitodens 200-W 2 x 285 MBH in-line | 26393 | 1116
B2HAH16 | Vitodens 200-W 3 x 285 MBH in-line | 36983 | 1514
B2HAH17 | Vitodens 200-W 4 x 285 MBH in-line | 49905 | 2061
B2HAH18 | Vitodens 200-W 4 x 285 MBH back to back | 53072 | 2443
B2HAH19 | Vitodens 200-W 5 x 285 MBH back to back | 63947 | 2833
B2HAH20 | Vitodens 200-W 6 x 285 MBH back to back | 74539 | 3187
B2HAH21 | Vitodens 200-W 7 x 285 MBH back to back | 87166 | 3826
B2HAH22 | Vitodens 200-W 8 x 285 MBH back to back | 99093 | 4355
B2HAH23 | Vitodens 200-W 2 x 311 MBH in-line | 27071 | 1116
B2HAH24 | Vitodens 200-W 3 x 311 MBH in-line | 38318 | 1514
B2HAH25 | Vitodens 200-W 4 x 311 MBH in-line | 51265 | 2061
B2HAH26 | Vitodens 200-W 4 x 311 MBH back to back | 54430 | 2443
B2HAH27 | Vitodens 200-W 5 x 311 MBH back to back | 65645 | 2833
B2HAH28 | Vitodens 200-W 6 x 311 MBH back to back | 76598 | 3187
B2HAH29 | Vitodens 200-W 7 x 311 MBH back to back | 88863 | 3826
B2HAH30 | Vitodens 200-W 8 x 311 MBH back to back | 101810 | 4355
B2HAH31 | Vitodens 200-W 2 x 352 MBH in-line | 28189 | 1168
B2HAH32 | Vitodens 200-W 3 x 352 MBH in-line | 39992 | 1562
B2HAH33 | Vitodens 200-W 4 x 352 MBH in-line | 53780 | 2205
B2HAH34 | Vitodens 200-W 4 x 352 MBH back to back | 56948 | 2587
B2HAH35 | Vitodens 200-W 5 x 352 MBH back to back | 68457 | 2945
B2HAH36 | Vitodens 200-W 6 x 352 MBH back to back | 79265 | 3408
B2HAH37 | Vitodens 200-W 7 x 352 MBH back to back | 92769 | 3981
B2HAH38 | Vitodens 200-W 8 x 352 MBH back to back | 107458 | 4635
B2HAH51 | Vitodens 200-W 2 x 285 MBH w/o manifold | 19426
B2HAH52 | Vitodens 200-W 3 x 285 MBH w/o manifold | 28541
B2HAH53 | Vitodens 200-W 4 x 285 MBH w/o manifold | 37656
B2HAH54 | Vitodens 200-W 5 x 285 MBH w/o manifold | 46026
B2HAH55 | Vitodens 200-W 6 x 285 MBH w/o manifold | 55142
B2HAH56 | Vitodens 200-W 7 x 285 MBH w/o manifold | 64259
B2HAH57 | Vitodens 200-W 8 x 285 MBH w/o manifold | 73375
B2HAH58 | Vitodens 200-W 2 x 311 MBH w/o manifold | 20105
B2HAH59 | Vitodens 200-W 3 x 311 MBH w/o manifold | 29561
B2HAH60 | Vitodens 200-W 4 x 311 MBH w/o manifold | 39015
B2HAH61 | Vitodens 200-W 5 x 311 MBH w/o manifold | 47725
B2HAH62 | Vitodens 200-W 6 x 311 MBH w/o manifold | 57180
B2HAH63 | Vitodens 200-W 7 x 311 MBH w/o manifold | 66637
B2HAH64 | Vitodens 200-W 8 x 311 MBH w/o manifold | 76092
B2HAH65 | Vitodens 200-W 2 x 352 MBH w/o manifold | 21221
B2HAH66 | Vitodens 200-W 3 x 352 MBH w/o manifold | 31234
B2HAH67 | Vitodens 200-W 4 x 352 MBH w/o manifold | 41247
B2HAH68 | Vitodens 200-W 5 x 352 MBH w/o manifold | 50515
B2HAH69 | Vitodens 200-W 6 x 352 MBH w/o manifold | 60529
B2HAH70 | Vitodens 200-W 7 x 352 MBH w/o manifold | 70544
B2HAH71 | Vitodens 200-W 8 x 352 MBH w/o manifold | 80557
B2HAH72 | Vitodens 200-W 2 x 399 MBH w/o manifold | 22568
B2HAH73 | Vitodens 200-W 3 x 399 MBH w/o manifold | 33256
B2HAH74 | Vitodens 200-W 4 x 399 MBH w/o manifold | 43942
B2HAH75 | Vitodens 200-W 5 x 399 MBH w/o manifold | 53884
B2HAH76 | Vitodens 200-W 6 x 399 MBH w/o manifold | 64571
B2HAH77 | Vitodens 200-W 7 x 399 MBH w/o manifold | 75258
B2HAH78 | Vitodens 200-W 8 x 399 MBH w/o manifold | 85945
B2HAH79 | Vitodens 200-W 2 x 530 MBH w/o manifold | 27508
B2HAH80 | Vitodens 200-W 3 x 530 MBH w/o manifold | 40666
B2HAH81 | Vitodens 200-W 4 x 530 MBH w/o manifold | 53824
B2HAH82 | Vitodens 200-W 5 x 530 MBH w/o manifold | 66235
B2HAH83 | Vitodens 200-W 6 x 530 MBH w/o manifold | 79393
B2HAH84 | Vitodens 200-W 7 x 530 MBH w/o manifold | 92550
B2HAH85 | Vitodens 200-W 8 x 530 MBH w/o manifold | 105708
B2HAB79 | Vitodens 200-W 2 x 399 MBH in-line | 31599 | 1381
B2HAB80 | Vitodens 200-W 3 x 399 MBH in-line | 44989 | 1900
B2HAB81 | Vitodens 200-W 4 x 399 MBH in-line | 60469 | 2669
B2HAB82 | Vitodens 200-W 4 x 399 MBH back to back | 63075 | 3051
B2HAB83 | Vitodens 200-W 5 x 399 MBH back to back | 76132 | 3503
B2HAB84 | Vitodens 200-W 6 x 399 MBH back to back | 89224 | 4038
B2HAB85 | Vitodens 200-W 7 x 399 MBH back to back | 105650 | 4818
B2HAB86 | Vitodens 200-W 8 x 399 MBH back to back | 120829 | 5494
B2HAB87 | Vitodens 200-W 2 x 530 MBH in-line | 35296 | 1398
B2HAB88 | Vitodens 200-W 3 x 530 MBH in-line | 50467 | 1983
B2HAB89 | Vitodens 200-W 4 x 530 MBH in-line | 68758 | 2888
B2HAB90 | Vitodens 200-W 4 x 530 MBH back to back | 68865 | 3055
B2HAB91 | Vitodens 200-W 5 x 530 MBH back to back | 84761 | 3568
B2HAB92 | Vitodens 200-W 6 x 530 MBH back to back | 100830 | 4158
B2HAB93 | Vitodens 200-W 7 x 530 MBH back to back | 117730 | 4837
B2HAB94 | Vitodens 200-W 8 x 530 MBH back to back | 135279 | 5544
B2TB004 | B2TB 125 Vitodens 222-F (29.5-117 BTU Output) 95%EFF; 3.3GPM@70o RISE; 3/4" GAS; 3/4" HTG SPLY/RTN 60/100 MM COAX OR 2'' PPS | 5809 | 311 | 23.5 | 23.625 | 64
7839859 | Access. Pack (¾" NPT Nipple) B2Tx | 180 | 0 | 0 | 0 | 0
7455794 | Access. Pack (Venting Fasteners) | 31 | 0.22046 | 0 | 0 | 0
7822353 | Air Bleed Valve, G3/8 B2xx 68-125 | 24 | 0.081571 | 1.97 | 1.97 | 0.788
7827389 | Air Intake Cover WBxB / B2xx | 9 | 0.13228 | 4.137 | 4.137 | 0.591
7828750 | Air Vent (Caleffi) CPK / B2Tx | 63 | 0.17637 | 8.7862 | 8.9832 | 1.6154
7832671 | Ball Valve (3-way, DHW inlet/drain) B2Tx | 89 | 0.79366 | 4.137 | 3.152 | 3.152
7835809 | Bleeding Hose, 10x1.5x1500 B2xx 68-125 | 42 | 0.30865 | 10.244 | 9.85 | 1.97
7839449 | Bracket (Set of 2) B2Hx / B2Tx | 40 | 0.022046 | 5.91 | 3.94 | 0.788
7836177 | Burner Gasket, 187x5.5mm WB / B2 | 34 | 0.27337 | 9.456 | 9.456 | 0.788
7836999 | Burner Mounting Flange Assly B2xA 19-35 | 228 | 3.2628 | 13.396 | 12.017 | 5.91
7826513 | Burner Tube WB2B / B2xx | 205 | 1.2787 | 6.895 | 6.895 | 6.895
7826512 | Burner Tube, NG/LP B2xx 68 | 171 | 1.2125 | 6.698 | 6.698 | 6.895
7839836 | Cable Tie (each) B2xx 68-125 | 35 | 0.019842 | 5.91 | 4.728 | 0.197
7831300 | Cap, G¾" SW30 B2TA / B2TB | 29 | 0.11023 | 1.182 | 0.788 | 0.197
7839860 | Cap, G¾" w gskt B2Tx | 22 | 0 | 0 | 0 | 0
7831631 | Cartridge OV20/DN20 B2TA / B2TB | 31 | 0.044092 | 5.91 | 4.334 | 0.788
7509610 | Circuit Board (Exp.Func, SA100-B40) B2xx | 102 | 0.30865 | 6.107 | 4.137 | 2.561
7823033 | Circuit Board (LON Module Adaptor) B2xx | 70 | 0.088185 | 4.334 | 3.152 | 2.955
7858492 | Cleaning Kit, Vitodens | 55 | 0 | 0 | 0 | 0
7840492 | Clip (Set of 5) B2Tx | 48 | 0.044092 | 6.698 | 4.728 | 0.394
7827944 | Clip (Set of 5) B2xx 19-35 | 24 | 0.044092 | 4.137 | 2.955 | 0.788
7827943 | Clip D=8 (Set of 5) WB / B2 | 17 | 0.044092 | 51.22 | 39.4 | 1.97
7841685 | Coding Plug 246D:0404 B2TA 19 | 28 | 0 | 0 | 0 | 0
7841686 | Coding Plug 246E:0302 B2TA 35 | 28 | 0.044092 | 3.94 | 1.97 | 0.985
7836998 | Comb.Ch.Dr.Refr.B2xA19/28/35 | 108 | 2.2267 | 11.82 | 11.82 | 5.713
7830016 | Comb.Chbr.Refr. WBxB / B2xA 68-125 | 63 | 2.1605 | 11.82 | 11.82 | 6.304
7179113 | Communication Module (LON) | 421 | 0.26455 | 5.713 | 5.319 | 1.97
7829255 | Condensate Flex Hose (exit) B2Tx | 24 | 0.39683 | 20.094 | 9.653 | 1.182
7831736 | Condensate Pipe (top section) B2Tx | 31 | 0.17637 | 11.032 | 7.486 | 1.182
7831624 | Condensate Trap r B2 | 35 | 0.26455 | 7.88 | 4.334 | 1.97
7839946 | Conn. Pipe (90º, DW long) B2Tx | 89 | 0 | 0 | 0 | 0
7839945 | Conn. Pipe (90º, DW short) B2Tx | 60 | 0 | 0 | 0 | 0
7839948 | Conn. Pipe (90º, htg long) B2Tx | 93 | 0 | 0 | 0 | 0
7839947 | Conn. Pipe (90º, htg short) B2Tx | 62 | 0 | 0 | 0 | 0
7839841 | Conn. Pipe (common supply #1) B2TA | 140 | 0.88185 | 13.79 | 7.88 | 1.97
7839845 | Conn. Pipe (common supply #2) B2TA | 122 | 0 | 0 | 0 | 0
7831654 | Conn. Pipe (dcw hydraulic) B2Tx | 72 | 0.26455 | 7.486 | 4.334 | 1.379
7839838 | Conn. Pipe (dhw system supply) B2Tx | 61 | 0 | 0 | 0 | 0
7831650 | Conn. Pipe (htg supp) B2TA | 72 | 0.5732 | 9.456 | 7.683 | 1.576
7839837 | Conn. Pipe (Return #2) B2TA | 46 | 0 | 0 | 0 | 0
7840335 | Conn. Pipe (Return #3) B2TA | 184 | 2.4251 | 14.184 | 11.032 | 9.85
7839849 | Conn. Pipe (tank dcw #1) B2TA | 84 | 0 | 0 | 0 | 0
7831642 | Conn. Pipe (tank dcw #2) B2Tx | 95 | 2.3369 | 24.428 | 13.199 | 8.865
7831630 | Conn. Pipe (tank recirc) B2Tx | 64 | 0.59966 | 17.73 | 2.758 | 1.182
7831388 | Conn. Pipe 1 (htg rtn) WBxB/B2xA 19-35 | 83 | 0.5732 | 15.957 | 1.773 | 1.182
7819879 | Connector Retaining Clip WB / BT | 14 | 0.044092 | 5.91 | 4.531 | 0.394
7822769 | Connector Retaining Clip (Pair) WB/B2xx | 12 | 0.044092 | 1.576 | 1.576 | 0.788
7831771 | Control Bracket B2Tx | 46 | 1.9401 | 25.61 | 7.683 | 4.137
7841684 | Control Console B2xx 68-125 TT | 1129 | 0 | 0 | 0 | 0
7837898 | Counter Plug Neptune B2Hx / B2Tx | 61 | 0.15432 | 4.334 | 2.758 | 1.576
7831668 | Cover Panel (bottom, front) B2Tx | 229 | 14.0655 | 40.188 | 24.428 | 3.546
7839809 | Cover Panel (top, front) B2Tx | 299 | 8.2894 | 37.036 | 20.488 | 3.94
7839810 | Cover Panel, interior w gskts B2TA | 171 | 6.4595 | 31.52 | 19.7 | 2.364
7839669 | Cover, Electrical Box v1 B2Hx / B2Tx | 42 | 2.0613 | 17.73 | 13.79 | 3.152
7841005 | Ctrl Housing, Rear B2xx | 140 | 1.9842 | 17.336 | 13.79 | 5.516
7143495 | Data Cable RJ45, 7m / 23' | 70 | 0.44092 | 5.516 | 5.516 | 1.97
7143496 | Data Extension Jack RJ45 | 60 | 0.039683 | 4.728 | 3.152 | 2.364
7839941 | DHW Tank 26USG/100L Assly B2Tx | 4524 | 105.8218 | 47.28 | 31.52 | 28.1316
9686769 | Drain Valve, ¾" NPT (slot head) 250ºF | 12 | 0 | 0 | 0 | 0
7839668 | Electrical Box v1 B2Hx / B2Tx | 105 | 2.7337 | 17.73 | 13.79 | 3.152
7831501 | Expansion Tank 12L B2TA / B2TB | 171 | 16.4906 | 18.518 | 16.548 | 4.728
7533425 | Extension Module AM1 | 435 | 3.9992 | 0 | 0 | 0
7833138 | Fastening Clip (Set of 5) B2Tx | 31 | 0.13228 | 4.334 | 2.758 | 0.788
7825490 | Fixed High Limit, 210ºF/99ºC WB / B2 | 85 | 0.044092 | 4.137 | 2.955 | 0.788
7839607 | Flapper Membrane B2HB / B2Tx | 54 | 0.1433 | 5.713 | 3.94 | 13.002
7826602 | Flat Gasket (DHW tank) B2Tx | 11 | 0.044092 | 0.985 | 0.985 | 0.197
7839847 | Flex Pipe (boiler discharge) B2Tx | 190 | 0.92594 | 37.43 | 9.85 | 2.364
7840491 | Flex Pipe (gas,full-length retrof.) B2Tx | 205 | 2.7249 | 24.034 | 24.034 | 3.94
7839826 | Flex Pipe (tank discharge) B2Tx | 118 | 0.46297 | 21.67 | 7.88 | 1.182
7831502 | Flex Pipe MAG G3/8 (exp. tank) B2Tx | 31 | 0.26455 | 17.533 | 0.591 | 0.591
7831689 | Flow Regulator D=3.5 B2Tx 19 | 24 | 0.088185 | 7.683 | 5.122 | 0.394
7839362 | Flow Regulator D=5.0 B2Tx 35 | 24 | 0.27337 | 5.122 | 4.728 | 0.394
7823502 | Fuse holder 6,3AT | 9 | 0 | 1.576 | 0.591 | 0.591
7404363 | Fuse, T 2.0A/250V (Set of 10) | 19 | 0.044092 | 3.0732 | 2.364 | 0.394
7404365 | Fuse, T 6.3A/250V (Set of 10) | 18 | 0.044092 | 5.516 | 3.152 | 0.197
7134783 | Gas Ball Valve, ¾" T | 17 | 0.48502 | 0 | 0 | 0
7839704 | Gas Valve CES10 (w Gskt) B2xx / CU3A | 280 | 1.6314 | 6.501 | 6.304 | 3.94
7826514 | Gasket (Burner Tube) WBxx/B2xx | 13 | 0.21164 | 5.91 | 5.91 | 0.394
7827024 | Gasket (Electrode Block) Set 5, WB/B2xx | 20 | 0.033069 | 1.97 | 0.788 | 0.394
7828645 | Gasket (Flue Gas), DN 60 WBxB/B2xA 19-35 | 14 | 0.044092 | 5.91 | 4.0582 | 0.394
7826471 | Gasket (Flue Gas), DN60 WBxB/B1/B2xx Sm. | 10 | 0.017637 | 2.758 | 2.758 | 0.788
7827025 | Gasket (Ign. Electrode) 5x Set, WB2B/B2x | 20 | 0.044092 | 2.364 | 0.788 | 0.394
7828003 | Gasket (Set of 5, 23x30x2) v1 B2xx | 18 | 0.044092 | 4.137 | 2.955 | 0.788
7839450 | Gasket D65 (Set of 2) B2xx / CU3A | 24 | 0.030865 | 5.516 | 3.94 | 0.591
7828005 | Gasket L=520 B2TA / B2TB | 17 | 0.044092 | 9.062 | 7.88 | 0.591
7826216 | Gasket Set (10x2mm) WB1A / B2Tx | 9 | 0.044092 | 4.137 | 2.955 | 0.788
7826217 | Gasket Set A17x24x2 (Set of 5) WBxx/B2xx | 8 | 0.022046 | 5.91 | 4.334 | 0.394
7819666 | Gasket, 115 x 92 x 3 Vitocell/B2Tx | 19 | 0.044092 | 11.82 | 5.91 | 0.1182
7828002 | Gasket, A 10 x 15 x 1.5 (Set of 5) B2Tx | 10 | 0.044092 | 4.137 | 2.955 | 0.788
7819839 | Ground Terminal (Set of 10) B2xx / CU3A | 17 | 0.088185 | 5.516 | 3.152 | 0.1182
7839472 | Harness 100/35/54/PE B2Hx 68-125 | 59 | 0 | 0 | 0 | 0
7839398 | Harness Set, PPC Module B2Tx | 104 | 0 | 0 | 0 | 0
7839456 | Harness X8/X9/Ioniz. B2Tx | 73 | 0.48502 | 11.426 | 7.88 | 1.182
7839671 | Heat Exch Assly, ASME WBxB/B2xA 19-35 | 1055 | 35.1196 | 15.169 | 13.593 | 14.184
7831754 | Housing, Impeller CIA02 B2Tx | 302 | 0.92594 | 7.486 | 7.289 | 7.289
7836311 | Housing, Impeller CIL2 PPs B2Tx | 278 | 0.79366 | 7.289 | 7.092 | 3.743
7826515 | Ignition Electrode (w gskt) | 60 | 0.26455 | 5.713 | 3.94 | 1.182
7826516 | Ignition Electrode (w gskt) WB2B / B2xx | 54 | 0.26455 | 5.713 | 3.94 | 1.182
7839612 | Ignition Module B2xx / CU3A | 58 | 0.35274 | 6.304 | 4.728 | 0.788
7201537 | Install. Set (Side) B2TA / B2TB | 403 | 10.5006 | 0 | 0 | 0
7201538 | Install. Set (Top) B2TA / B2TB | 415 | 11.0011 | 0 | 0 | 0
7839861 | Insulation (DHW tank) B2Tx | 77 | 1.0053 | 13.002 | 11.82 | 5.91
7832349 | Insulation Plate (DHW ht.exch) B2Tx | 47 | 0.044092 | 6.304 | 8.865 | 0.0394
7832348 | Insulation Shell (DHW ht.exch) B2Tx | 42 | 0.14991 | 14.972 | 7.88 | 3.152
7836449 | Ionization Electrode (w Gskt) B2xx 68 | 60 | 0.17637 | 5.713 | 3.94 | 1.182
7839451 | Ionization Electrode (w Gskt)B2xx 94/125 | 60 | 0.17637 | 5.91 | 3.94 | 1.182
7831629 | Isol. Valve (DHW outlet, elbow) B2Tx | 31 | 0.74957 | 4.334 | 2.955 | 2.167
9561042 | Keychain w Air Bleed Key "Viessmann mth" | 7 | 0 | 0 | 0 | 0
7133393 | KM-BUS Expansion Module | 141 | 3.3003 | 0 | 0 | 0
7819544 | Leveling Feet (Each) | 10 | 0.22046 | 6.304 | 5.122 | 0.2364
7831618 | Locking Assly (left/right) B2xx | 76 | 0.044092 | 4.137 | 2.955 | 0.788
7827945 | Locking Clip D=15 (Set of 5) B2Tx | 24 | 0.044092 | 4.137 | 2.955 | 0.788
7827946 | Locking Clip D=18 (Set of 5) B2Tx | 24 | 0.088185 | 4.137 | 2.955 | 0.788
7171784 | LON Conn. Terminal (wall-mount, 2 pcs) | 115 | 0.81571 | 6.3828 | 6.304 | 3.8612
7498529 | Low-Loss Header 80/60 w Insulation v3 | 377 | 11.0011 | 0 | 0 | 0
7498530 | Low-Loss Header 120/80 w Insulation v3 | 564 | 32.0001 | 0 | 0 | 0
7819602 | Lubricant 6g WB / B2 / Vitosol | 12 | 0.026455 | 4.925 | 4.925 | 0.0788
7828037 | Manifold (return, DHW ht.exch) B2Tx | 36 | 0.26455 | 4.334 | 3.743 | 2.758
7828036 | Manifold (supply, DHW ht.exch) B2Tx | 183 | 1.0582 | 8.471 | 5.122 | 5.91
ZK01105 | Mixing Valve Extension Kit B2HA/B2TA NTC | 842 | 0 | 0 | 0 | 0
7831683 | Mounting Bracket (DHW Tank) B2Tx | 36 | 0 | 0 | 0 | 0
7831677 | Mounting Clip (Condens.Drain) B2xx 19-35 | 12 | 0.044092 | 4.137 | 2.955 | 0.985
7839600 | Mounting Plate (Ign.Module) B2xx | 29 | 0.079366 | 5.91 | 4.728 | 0.197
7839812 | Mounting Rail, left B2TA | 104 | 1.2125 | 22.064 | 7.88 | 2.758
7839813 | Mounting Rail, right B2TA | 104 | 1.2125 | 22.064 | 7.88 | 2.758
7814668 | Mounting Stud M5 (Each) SW 9x34 | 9 | 0.026455 | 5.516 | 3.152 | 0.3152
7839162 | Nameplate "Viessmann" 2013 | 36 | 0.044092 | 10.835 | 7.88 | 0.394
7740946 | NBT-23 Neutralization kit to 300 MBH | 93 | 4.55 | 13.75 | 0 | 4.75
7740948 | Neutralization granulate 2 lbs JJM | 26 | 2 | 0 | 0 | 0
7839827 | Nipple, ¾" x G¾" B2TA / B2TB | 71 | 0.26455 | 4.334 | 3.152 | 3.546
7839840 | Nipple, ¾" x Quick-Connect B2Tx | 92 | 0.37479 | 4.334 | 3.152 | 3.546
7831409 | O-Ring (Set of 5, 8x2) B2 | 31 | 0.024251 | 4.137 | 2.955 | 0.394
7827948 | O-Ring 14.3x2.4 (Set of 5, dhw) B2Tx | 18 | 0.044092 | 4.137 | 2.955 | 0.788
7828007 | O-Ring 35x4 (Set of 5) B2xx 19-60 | 18 | 0.044092 | 1.576 | 1.576 | 0.788
7826214 | O-Ring Set (Heat Exchanger 21x3) B2xx Sm | 9 | 0.039683 | 4.137 | 2.955 | 0.788
7826215 | O-Ring Set (Supply/Return 18x3; Set 5) | 10 | 0.037479 | 4.137 | 2.955 | 0.788
7833974 | Orifice 02, NG/LP (YEL) B2xx 68 | 17 | 0.044092 | 5.122 | 3.152 | 0.788
7833978 | Orifice 06, NG/LP (BLK) B2xx / CU3A | 17 | 0.044092 | 5.122 | 3.152 | 0.788
7832351 | Pipe Clip (Each) B2Tx | 31 | 0.044092 | 4.137 | 2.955 | 0.788
7832710 | Pipe Clip D=18 B2Tx | 17 | 0.044092 | 4.137 | 2.955 | 0.788
7831674 | Pipe Clip D=18x1.5 B2Tx | 30 | 0.044092 | 4.137 | 2.955 | 0.788
7826283 | Pipe Clip D=22x42 (Set of 2) B2Tx | 46 | 1.9842 | 11.426 | 8.668 | 3.152
7839955 | Pipe Insulation 19x9x740 B2Tx | 12 | 0.13228 | 29.55 | 5.91 | 1.182
7831659 | Plate Heat Exch. + seals CB10-26 B2Tx 35 | 175 | 2.8219 | 9.259 | 5.713 | 3.349
7828044 | Plate Heat Exchanger B10-20 B2Tx | 151 | 2.381 | 8.865 | 5.516 | 3.349
7810996 | Plug VEM / B2Tx | 9 | 0.011023 | 5.516 | 3.152 | 0.591
7828042 | Plug D=8/ D=10 (DHW ht.exch) B2Tx | 24 | 0.044092 | 1.182 | 0.394 | 0.394
7839389 | Power/Pump Ctrl Module B2xx / CU3A | 427 | 1.2125 | 9.062 | 5.713 | 3.152
7839844 | Pr.Rel Valve (Conbr.) ¾ x ¾" 30PSI B2Tx | 64 | 0.75398 | 4.334 | 3.152 | 3.152
9549944 | Pr.Rel Valve (Conbr.) ¾ x ¾" 45PSI | 46 | 0 | 0 | 0 | 0
7828038 | Press. Bypass Pipe B2Tx | 46 | 0.35274 | 8.865 | 1.97 | 1.97
7827941 | Press. Bypass Valve, HDS 20-230 B2TB | 26 | 0.088185 | 4.334 | 3.152 | 3.152
7839843 | Press. Gage (PSI) w clip/gskt B2Tx | 62 | 0.12125 | 14.578 | 11.426 | 1.182
7827933 | Profile Gasket (DHW ht.exch) Set/4 B2Tx | 11 | 0.022046 | 6.304 | 3.94 | 0.394
7863890 | Prog. Unit, Vitotr 200 HO1B TT | 389 | 0.52911 | 1.3396 | 7.2496 | 4.334
7839839 | Pump Head (GF) UPS 15-48 w Implr B2Tx | 288 | 3.96 | 0 | 0 | 0
7839846 | Pump Head (GF) UPS15-78 w Implr B2Tx | 288 | 3.828 | 0 | 0 | 0
7839609 | Radial Fan NRG118 w Flapper B2xx 19-35 | 394 | 3.7919 | 9.5742 | 8.865 | 7.3284
7509475 | Replacement Extension Module EA1 | 269 | 0.99208 | 9.062 | 5.713 | 3.152
7825522 | Retaining Clip (Set of 4) B2Tx | 12 | 0.044092 | 55.16 | 39.4 | 15.76
7438537 | Room Temperature Sensor NTC | 145 | 0.24251 | 4.334 | 3.152 | 3.152
7827997 | Sealing Grommet (gas pipe) B2Tx | 29 | 0.066139 | 1.97 | 1.97 | 0.394
7827996 | Sealing Grommet (Set of 5) B2Tx | 29 | 0.13228 | 5.122 | 3.743 | 0.591
7836938 | Sealing Grommet, DN60 B2Hx / B2TB | 31 | 0.088185 | 3.546 | 3.546 | 0.788
7837053 | Sensor #1 (outdoor, NTC) | 183 | 0.17637 | 3.2702 | 2.758 | 1.576
7856088 | Sensor #15 (Flue Gas, NTC) WB/B1/B2/CU | 46 | 0.044092 | 5.91 | 3.94 | 0.788
7179488 | Sensor #2 (LLH, Immersion NTC) WB2B/B2Hx | 160 | 0.26455 | 8.274 | 4.728 | 0.7092
7839726 | Sensor #3 (Boiler) B2xx 68-125 | 36 | 0.061729 | 5.516 | 4.728 | 0.788
7834379 | Sensor #5 (DHW, Immersion NTC) B2Tx/CU3A | 162 | 0.26455 | 9.456 | 5.516 | 0.394
7725667 | Service Tool Set (all Vitoplus/Vitodens) | 336 | 1.8078 | 9.456 | 7.88 | 1.97
7839909 | Side Panel (left) B2TA | 404 | 19.4447 | 20.094 | 1.97 | 63.828
7839910 | Side Panel (right) B2TA | 404 | 19.8416 | 20.094 | 1.97 | 63.828
7819661 | Strain Relief CHA / B2Tx / EVIA | 11 | 0.022046 | 7.88 | 4.728 | 0.394
7823516 | Strain Relief (Set of 10) WBxB / B2xx | 22 | 0 | 3.152 | 3.152 | 1.182
7839408 | Support Bracket (DHW ht.exch) B2Tx | 58 | 0.78264 | 13.79 | 11.82 | 1.97
7831838 | Support Bracket w Pipe Clips B2Tx | 31 | 0.48502 | 19.109 | 2.758 | 0.985
7823849 | Support Brkt Set (Heat Ex.) B2xA/WB1/2sm | 25 | 0.30865 | 6.304 | 3.94 | 1.182
7839856 | T&P Valve (Watts) 150PSI B2Tx | 228 | 2.4251 | 10.244 | 10.244 | 6.698
7839857 | Tank Cleanout Cap, G4 w gskt B2Tx | 95 | 0 | 0 | 0 | 0
9549933 | Tee, ¾" Brass | 22 | 0 | 0 | 0 | 0
7143497 | Terminal Resistor RJ45 (Set of 2, LON) | 20 | 0.044092 | 2.758 | 1.182 | 0.197
7822742 | Test Port Cap (Set of 2) WB / B2xx | 17 | 0.011023 | 1.97 | 0.788 | 0.788
9668927 | Thermometer (Afriso) 2" °F/°C WB/B1 | 14 | 0 | 0 | 0 | 0
7839811 | Top Panel B2TA | 264 | 5.1588 | 31.914 | 19.897 | 1.97
7822682 | Touch-UP Paint Stick "Vitowhite" | 16 | 0 | 3.152 | 0.985 | 0.985
7822681 | Touch-UP Spray Paint "Vitowhite" | 50 | 0.39683 | 1.97 | 1.97 | 6.107
7836205 | Turbulator Disc B2xx 68 | 42 | 0.16755 | 7.88 | 7.88 | 0.591
7836207 | Turbulator Disc B2xx 94-125 | 42 | 0.15432 | 8.077 | 7.88 | 0.4728
7833841 | Union Nut G1" B2Tx | 30 | 0.11464 | 3.94 | 3.94 | 0.985
7827932 | Valve Insert (Diverter valve) B2Tx | 97 | 0.50706 | 8.865 | 1.97 | 1.97
7826466 | Vent Pipe Adaptor 60/100 WBxB/B2xA 19-35 | 46 | 0.83776 | 5.91 | 5.91 | 6.304
7827958 | Venturi Extension w Gskt WB2B / B2xx | 32 | 0.35274 | 10.047 | 9.062 | 3.94
7745434 | Vitoconnect OPTO2 | 495 | 1.32 | 0 | 0 | 0
7438363 | Vitotrol 200-A | 222 | 0 | 0 | 0 | 0
7571231 | Vitotrol 300-A | 373 | 0.88185 | 10.047 | 5.516 | 2.364
7299408 | Wall-Mount Base HO1B | 157 | 1.3448 | 11.82 | 8.471 | 3.152
CU3A350 | CU3A 94 Vitocrossal 300 (17.7-87 BTU Output) 95%EFF 3/4" GAS; 1-1/4" HTG SPLY/RTN; FLUE 3" PPS; INTAKE 3" PPS/PVC w/Vitoconnect | 6132 | 269 | 27 | 26 | 61.5
CU3A351 | CU3A 125 Vitocrossal 300 (23.3-116 BTU Output) 95%EFF 3/4" GAS; 1-1/4" HTG SPLY/RTN; FLUE 3" PPS; INTAKE 3" PPS/PVC w/Vitoconnect | 6483 | 275 | 27 | 26 | 61.5
CU3A352 | CU3A 160 Vitocrossal 300 (40-149 BTU Output) 95%EFF 3/4" GAS; 1-1/4" HTG SPLY/RTN; FLUE 4" PPS; INTAKE 3" PPS/PVC w/Vitoconnect | 7512 | 341 | 31.5 | 26 | 61.5
CU3A353 | CU3A 199 Vitocrossal 300 (40-185 BTU Output) 95%EFF 3/4" GAS; 1-1/4" HTG SPLY/RTN; FLUE 4" PPS; INTAKE 3" PPS/PVC w/Vitoconnect | 8042 | 352 | 31.5 | 26 | 61.5
7834399 | Access. Pack (Burner Parts) CU3A | 54 | 0.088185 | 2.758 | 1.97 | 0.394
7819773 | Access. Pack (Fr.Panel Hardw, Set of 2) | 35 | 0.088185 | 5.713 | 3.94 | 0.6698
7834204 | Access. Pack (Insulation) CU3A | 30 | 1.455 | 14.184 | 14.184 | 8.668
7830834 | Access. Pack (KW6B, Sm. Parts) CU3A | 69 | 0 | 0 | 0 | 0
7834504 | Access. Pack (Mtg Fasteners, Set 4) CU3A | 73 | 0.22046 | 3.152 | 1.97 | 0.788
7834380 | Access. Pack (Plug #20/28/40/21/96) CU3A | 46 | 0.13228 | 3.152 | 1.576 | 0.788
7834389 | Adaptor CES10 CU3A | 71 | 0.22046 | 4.137 | 3.152 | 3.152
7858545 | Air Intake Adaptor CU3A | 45 | 0 | 0 | 0 | 0
9668977 | Air Vent (Afriso) w Shut-off Base 3/8" | 19 | 0 | 0 | 0 | 0
7834409 | Bracket (Flue Gas Coll.) CU3A 94/125 | 62 | 2.1605 | 2.758 | 2.6004 | 0.985
7834410 | Bracket (Flue Gas Coll.) CU3A 160/199 | 57 | 0.66139 | 7.486 | 3.152 | 0.985
7817692 | Burner Gasket WB2A-44/60 / CU3A | 144 | 0.61729 | 17.73 | 9.062 | 1.379
7842440 | Circuit Board (Exp.Func, SA100-B40) CU3A | 105 | 0.2866 | 6.107 | 4.334 | 2.364
7841623 | Circuit Board (LON, IU100-B30) CU3A/CA3 | 249 | 0.2866 | 6.107 | 4.334 | 2.364
7842438 | Circuit Board (Man.Res, SA125-A00) CU3A | 93 | 0.15432 | 5.91 | 5.319 | 2.167
7842439 | Circuit Board (Optolink, SA115-A20) CU3A | 110 | 0.2866 | 5.713 | 5.516 | 2.364
7820792 | Clamp (Fresh Air Hose D70-90, Set 2)CU3A | 22 | 0.22046 | 3.94 | 3.94 | 1.182
7664166 | Coaxial Adaptor (CG) 110-80 110/160 CU3A | 161 | 0 | 0 | 0 | 0
7664165 | Coaxial Adaptor (CG) 80-80 80/125 CU3A | 150 | 0 | 0 | 0 | 0
7849978 | Coding Plug 2550:0201 CU3A 94 | 34 | 0.046297 | 7.092 | 5.91 | 0.985
7849977 | Coding Plug 2551:0201 CU3A 125 | 34 | 0.046297 | 7.092 | 5.91 | 0.985
7849976 | Coding Plug 2552:0201 CU3A 160 | 34 | 0.046297 | 7.092 | 4.728 | 0.985
7849975 | Coding Plug 2553:0201 CU3A 199 | 34 | 0.046297 | 7.092 | 4.728 | 0.985
7843975 | Comb. Chamber Dr(w Brnr Msh) CU3A 94/125 | 544 | 14.3741 | 17.73 | 17.73 | 16.548
7843976 | Comb. Chamber Dr(w Brnr Msh)CU3A 160/199 | 640 | 15.1898 | 17.73 | 17.73 | 16.548
7844012 | Comb.Ch.Dr.Insul (w Gskts) CU3A | 55 | 0.92815 | 17.73 | 13.79 | 1.97
7844010 | Comb.Ch.Dr.Refr. CU3A 94/125 | 107 | 7.143 | 18.912 | 16.154 | 4.728
7844011 | Comb.Ch.Dr.Refr. CU3A 160/199 | 106 | 6.658 | 16.942 | 16.154 | 4.728
7172174 | Communication Module (LON) | 423 | 0 | 0 | 0 | 0
7824743 | Condensate Syphon CU3A / CM2 | 33 | 0 | 0 | 0 | 0
7834373 | Conn. Pipe 1 (NG/LP w Gskts) CU3A 94/125 | 108 | 0.48502 | 14.972 | 3.743 | 4.925
7834374 | Conn. Pipe 1 (NG/LP w Gskts)CU3A 160/199 | 108 | 0.50706 | 14.775 | 4.728 | 3.743
7843951 | Conn. Pipe 2 (NG/LP) CU3A 94/125 | 85 | 2.6015 | 21.276 | 5.122 | 5.516
7843953 | Conn. Pipe 2 (NG/LP) CU3A 160/199 | 92 | 2.9762 | 26.398 | 5.122 | 5.516
7862305 | Control Console CU3A v3 TT | 1500 | 11.66 | 0 | 0 | 0
7574081 | Conv. Kit CU3A NG > LP | 4 | 0 | 0 | 0 | 0
7560604 | Conv. Kit LP > NG CU3A | 7 | 0 | 0 | 0 | 0
7828158 | Ctrl Housing w Harness CU3A | 144 | 1.7416 | 11.229 | 7.486 | 6.107
7143495 | Data Cable RJ45, 7m / 23' | 70 | 0.44092 | 5.516 | 5.516 | 1.97
7143496 | Data Extension Jack RJ45 | 60 | 0.039683 | 4.728 | 3.152 | 2.364
7819535 | Decorative Stripe, ORG 24mm x 10m | 13 | 0.044092 | 5.516 | 3.152 | 0.985
9686769 | Drain Valve, ¾" NPT (slot head) 250ºF | 12 | 0 | 0 | 0 | 0
7819438 | Edgemolding VR1 / CU3A / VL3C | 8 | 0.088185 | 6.501 | 4.728 | 0.0788
7533425 | Extension Module AM1 | 435 | 3.9992 | 0 | 0 | 0
7134770 | Flue Adaptor, CPVC 3" B2HA/B2HB | 24 | 0.54895 | 0 | 0 | 0
7834407 | Flue Gas Coll.(w Gskts+Snsr) CU3A 94/125 | 327 | 5.5115 | 13.79 | 9.062 | 9.062
7834408 | Flue Gas Coll.(w Gskts+Snsr)CU3A 160/199 | 385 | 8.0689 | 14.184 | 13.987 | 9.653
7843966 | Fresh Air Adaptor (w Gskt+Clmp) CU3A | 47 | 0.6195 | 7.092 | 7.092 | 7.092
7834414 | Fresh Air Hose (flexible, D80) CU3A | 102 | 1.433 | 25.807 | 7.88 | 4.137
7842442 | Front and Side Covers KW6B / CU3A | 43 | 0 | 0 | 0 | 0
7834207 | Front Panel CU3A | 575 | 44.7538 | 57.524 | 29.944 | 13.002
7823502 | Fuse holder 6,3AT | 9 | 0 | 1.576 | 0.591 | 0.591
7404365 | Fuse, T 6.3A/250V (Set of 10) | 18 | 0.044092 | 5.516 | 3.152 | 0.197
7134783 | Gas Ball Valve, ¾" T | 17 | 0.48502 | 0 | 0 | 0
7839704 | Gas Valve CES10 (w Gskt) B2xx / CU3A | 280 | 1.6314 | 6.501 | 6.304 | 3.94
7834397 | Gasket (Burner Mesh) CU3A | 67 | 0.25574 | 6.107 | 6.107 | 0.394
7822133 | Gasket (Flue Gas Coll.) CU3A 94/125 | 35 | 0.55115 | 16.548 | 13.396 | 0.788
7834812 | Gasket (Flue Gas Coll.) CU3A 160/199 | 38 | 0.61729 | 16.548 | 13.593 | 0.788
7826553 | Gasket (Flue Gas) d=110mm Skoberne | 28 | 0.088185 | 5.516 | 5.516 | 0.788
7824837 | Gasket (Flue Gas), D80 Skoberne | 18 | 0.044092 | 3.546 | 3.546 | 0.394
7827025 | Gasket (Ign. Electrode) 5x Set, WB2B/B2x | 20 | 0.044092 | 2.364 | 0.788 | 0.394
7827031 | Gasket (Ion. Electrode, x5) WB2B/B2HA | 20 | 0.044092 | 1.576 | 0.788 | 0.394
7834396 | Gasket (Radial Fan) CU3A | 60 | 0.22046 | 6.107 | 61.07 | 0.394
7839450 | Gasket D65 (Set of 2) B2xx / CU3A | 24 | 0.030865 | 5.516 | 3.94 | 0.591
7831673 | Gaskets NG/LP (Set of 5) WB/B1/B2/CU | 24 | 0.026455 | 4.137 | 2.955 | 0.394
7819839 | Ground Terminal (Set of 10) B2xx / CU3A | 17 | 0.088185 | 5.516 | 3.152 | 0.1182
7842463 | Harness "100" Fan CU3A | 22 | 0.24251 | 9.85 | 7.88 | 0.788
7842459 | Harness "145" KM-BUS CU3A | 31 | 0.33069 | 11.82 | 7.88 | 0.788
7842461 | Harness "20/21/96" Pumps CU3A | 65 | 0.2866 | 11.82 | 7.88 | 0.788
7842465 | Harness "35" Gas Valve CU3A | 22 | 0.30865 | 11.82 | 7.683 | 0.788
7842460 | Harness "40/40A" Power CU3A | 38 | 0.44092 | 10.638 | 7.092 | 0.788
7842464 | Harness "54/PE" Ign.Transf. CU3A | 24 | 0.24251 | 9.85 | 7.88 | 0.788
7842462 | Harness Exp. Functions CU3A | 42 | 0.44092 | 10.638 | 7.092 | 0.788
7841730 | Harness X7 CU3A | 10 | 0.044092 | 4.728 | 4.728 | 0.394
7842466 | Harness X8/X9/Ioniz. CU3A | 67 | 0.35274 | 10.244 | 6.698 | 1.576
9549727 | Hex Bushing, ¾" x 3/8" NPT BMI | #N/A | 0 | 0 | 0 | 0
7826504 | Ignition Electrode (w Gskt) CU3A | 61 | 0.35274 | 6.895 | 5.122 | 2.364
7839612 | Ignition Module B2xx / CU3A | 58 | 0.35274 | 6.304 | 4.728 | 0.788
7560593 | Install. Set, CU3A | 253 | 0 | 0 | 0 | 0
7822065 | Insul. Blanket CU3A 26/35 | 104 | 0 | 0 | 0 | 0
7834512 | Insul. Blanket CU3A 45/57 | 84 | 0 | 0 | 0 | 0
7834216 | Insul. Blanket, front CU3A | 124 | 2.866 | 27.58 | 15.563 | 4.728
7834215 | Insul. Blanket, rear CU3A | 60 | 0 | 0 | 0 | 0
7834392 | Ionization Electrode CU3A 160/199 | 55 | 0.22 | 0 | 0 | 0
7844121 | Ionization Electrode (w Gskt)CU3A 94/125 | 56 | 0.22928 | 8.668 | 4.334 | 1.97
7133393 | KM-BUS Expansion Module | 141 | 3.3003 | 0 | 0 | 0
7819544 | Leveling Feet (Each) | 10 | 0.22046 | 6.304 | 5.122 | 0.2364
7171784 | LON Conn. Terminal (wall-mount, 2 pcs) | 115 | 0.81571 | 6.3828 | 6.304 | 3.8612
7826502 | MatriX Burner Mesh (w Gskt) CU3A 26/35 | 290 | 1.6314 | 6.698 | 7.092 | 7.486
7834391 | MatriX Burner Mesh (w Gskt) CU3A 160/199 | 682 | 3.0865 | 10.047 | 10.047 | 7.486
7834209 | Mid Panel, Control CU3A | 268 | 5.5115 | 31.52 | 19.7 | 3.94
7843949 | Mid Panel, Front CU3A | 409 | 16.5346 | 57.524 | 20.488 | 2.364
ZK01105 | Mixing Valve Extension Kit B2HA/B2TA NTC | 842 | 0 | 0 | 0 | 0
7843942 | Mounting Bracket CU3A 94/125 | 55 | 1.411 | 22.064 | 3.94 | 5.122
7843943 | Mounting Bracket CU3A 160/199 | 56 | 1.6535 | 22.064 | 3.94 | 5.122
7843948 | Mounting Bracket, lower/front CU3A | 58 | 2.0503 | 31.126 | 9.456 | 4.728
7740946 | NBT-23 Neutralization kit to 300 MBH | 93 | 4.55 | 13.75 | 0 | 4.75
7740948 | Neutralization granulate 2 lbs JJM | 26 | 2 | 0 | 0 | 0
9543294 | Nipple, ¾" x 1½" Short BMI | 9 | 0 | 0 | 0 | 0
9560495 | Nipple, ¾" x 4" BMI | 4 | 0 | 0 | 0 | 0
7833975 | Orifice 03, NG/LP (BLUE) CU3A 26 | 14 | 0.044092 | 5.122 | 3.152 | 0.788
7833978 | Orifice 06, NG/LP (BLK) B2xx / CU3A | 17 | 0.044092 | 5.122 | 3.152 | 0.788
7833980 | Orifice 10, NG/LP (WHT) B2HA / CU3A | 17 | 0.044092 | 5.122 | 3.152 | 0.788
7839389 | Power/Pump Ctrl Module B2xx / CU3A | 427 | 1.2125 | 9.062 | 5.713 | 3.152
9542940 | Pr.Rel Valve (Conbr.) ¾ x ¾ 30PSI | 28 | 0 | 0 | 0 | 0
7863890 | Prog. Unit, Vitotr 200 HO1B TT | 389 | 0.52911 | 1.3396 | 7.2496 | 4.334
7842353 | Radial Fan NR148 (w Gskts) CU3A 45/60 | 453 | 6.9225 | 11.426 | 9.85 | 10.047
7842352 | Radial Fan NRG118 (w Gskts) CU3A 26/35 | 303 | 3.8801 | 9.653 | 8.865 | 7.88
7843946 | Rear Panel CU3A 94/125 | 467 | 18.607 | 56.736 | 26.792 | 1.97
7843947 | Rear Panel CU3A 160/199 | 480 | 16.5346 | 57.524 | 20.488 | 2.364
7509475 | Replacement Extension Module EA1 | 269 | 0.99208 | 9.062 | 5.713 | 3.152
7842441 | Reset Button, KW6B CU3A | 22 | 0.070548 | 4.334 | 2.955 | 3.152
7438537 | Room Temperature Sensor NTC | 145 | 0.24251 | 4.334 | 3.152 | 3.152
7837053 | Sensor #1 (outdoor, NTC) | 183 | 0.17637 | 3.2702 | 2.758 | 1.576
7856088 | Sensor #15 (Flue Gas, NTC) WB/B1/B2/CU | 46 | 0.044092 | 5.91 | 3.94 | 0.788
7844897 | Sensor #3 (Boiler, dual, NTC) CU3A | 57 | 0.039683 | 11.82 | 5.91 | 0.197
7834379 | Sensor #5 (DHW, Immersion NTC) B2Tx/CU3A | 162 | 0.26455 | 9.456 | 5.516 | 0.394
7817326 | Sensor Well, G½ x 150mm w Clip CU3A/CM2 | 48 | 0.22046 | 5.713 | 5.713 | 0.788
7842444 | Side Cover (KW6B, Set of 2) CU3A | 41 | 0 | 0 | 0 | 0
7842443 | Side Cover w Harness Inlet (KW6B) CU3A | 30 | 0 | 0 | 0 | 0
7843935 | Side Panel (Left/Right) CU3A 94/125 | 431 | 16.5346 | 57.524 | 20.488 | 2.364
7843936 | Side Panel (Left/Right) CU3A 160/199 | 459 | 20.2825 | 55.948 | 22.1428 | 1.97
7843269 | Sight Glass B2xB 68-125 / CU3A | 114 | 0.052911 | 4.728 | 3.152 | 0.591
7533427 | Solar Module SM1 | 606 | 3.9992 | 0 | 0 | 0
7077973 | Spring Clip f Insul. (Set of 4) | 16 | 0.044092 | 4.334 | 1.97 | 0.197
9543277 | Street Elbow 90°, 3/4" NPT BMI | 9 | 0 | 0 | 0 | 0
7834387 | Suction Adaptor, Fresh Air CU3A | 64 | 1.1905 | 13.199 | 12.017 | 6.304
7819977 | Switch, 2-Pole Dek/Tmk/KW6B | 25 | 0.044092 | 7.289 | 4.728 | 0.8668
7661029 | Tech Lit Set CU3A (USA) | 8 | 0 | 0 | 0 | 0
9544337 | Tee, ¾" BMI | 8 | 0 | 0 | 0 | 0
9669285 | Temp.+Pr.Gage(Afriso) 3"/160C/340F/75psi | 36 | 0 | 0 | 0 | 0
7817966 | Test Port Cap (Set of 2) CU3A | 35 | 0.026455 | 6.304 | 3.94 | 0.985
7834208 | Top Panel, Front CU3A | 181 | 4.6297 | 29.55 | 15.366 | 8.471
7834205 | Top Panel, Rear CU3A 26/35 | 144 | 4.3431 | 37.233 | 28.959 | 4.925
7834206 | Top Panel, Rear CU3A 45/57 | 99 | 9.9649 | 35.854 | 31.914 | 8.865
7819546 | Touch Up Paint Stick Vitosilver | 16 | 0.044092 | 3.152 | 0.985 | 0.985
7819545 | Touch-UP Spray Paint Vitotec, SIL | 54 | 0.37479 | 44.128 | 27.58 | 11.82
7834398 | Turbulator Disc CU3A 94/125 | 57 | 0.17637 | 8.077 | 7.88 | 0.394
7843964 | Vent Pipe Adaptor D 80 CU3A 26/35 | 116 | 0.63934 | 10.244 | 5.516 | 6.107
7843965 | Vent Pipe Adaptor D110 CU3A 45/57 | 145 | 0.88185 | 10.244 | 5.516 | 6.107
7745434 | Vitoconnect OPTO2 | 495 | 1.32 | 0 | 0 | 0
7438363 | Vitotrol 200-A | 222 | 0 | 0 | 0 | 0
7571231 | Vitotrol 300-A | 373 | 0.88185 | 10.047 | 5.516 | 2.364
7172529 | Vitotronic 200 KW6B Assly CU3A | 1079 | 2.381 | 10.047 | 7.289 | 6.107
7299408 | Wall-Mount Base HO1B | 157 | 1.3448 | 11.82 | 8.471 | 3.152
CU3A468 | Vitocrossal 300 CU3A 2x 94MBH | 14098 | 538
CU3A469 | Vitocrossal 300 CU3A 3x 94MBH | 19946 | 807
CU3A470 | Vitocrossal 300 CU3A 4x 94MBH | 25794 | 1076
CU3A471 | Vitocrossal 300 CU3A 2x 125MBH | 14761 | 550
CU3A472 | Vitocrossal 300 CU3A 3x 125MBH | 20941 | 825
CU3A473 | Vitocrossal 300 CU3A 4x 125MBH | 28748 | 1100
CU3A474 | Vitocrossal 300 CU3A 2x 160MBH | 16699 | 682
CU3A475 | Vitocrossal 300 CU3A 3x 160MBH | 23849 | 1023
CU3A476 | Vitocrossal 300 CU3A 4x 160MBH | 30998 | 1364
CU3A477 | Vitocrossal 300 CU3A 2x 199MBH | 17703 | 704
CU3A478 | Vitocrossal 300 CU3A 3x 199MBH | 25353 | 1056
CU3A479 | Vitocrossal 300 CU3A 4x 199MBH | 33004 | 1408
7249048 | Vitorond 100, VR1 91 less burner (80 BTU Output) 87%EFF 1-1/2" HTG SPLY/RTN 5" VENT | 1585 | 442 | 38.5 | 19.75 | 33
7249049 | Vitorond 100, VR1 105 less burner (92 BTU Output) 87%EFF 1-1/2" HTG SPLY/RTN 5" VENT | 1879 | 508 | 44 | 19.75 | 33
7249050 | Vitorond 100, VR1 140 less burner (122 BTU Output) 87%EFF 1-1/2" HTG SPLY/RTN 5" VENT | 2052 | 508 | 44 | 19.75 | 33
VR10325 | Vitorond 100, VR1 161 jacket in box; less burner (140 BTU Output) 87%EFF 2" HTG SPLY/RTN 6" VENT | 2335 | 564 | 36 | 22.25 | 39.75
VR10326 | Vitorond 100, VR1 196 jacket in box; less burner (172 BTU Output) 87.1%EFF 2" HTG SPLY/RTN 6" VENT | 2739 | 694 | 37.5 | 22.25 | 39.75
VR10327 | Vitorond 100, VR1 245 jacket in box; less burner (215 BTU Output) 87.1%EFF 2" HTG SPLY/RTN 6" VENT | 3142 | 822 | 42.5 | 22.25 | 39.75
Z015259 | HL control w/lwco; install fittings for VR1 91-140 | 546
Z015260 | HL control w/lwco; install fittings for VR1 161-245 | 497
Z015255 | Vitotronic 100 KW10B w/install kit in separate box for VR1 91-140 | 1832
Z015256 | Vitotronic 100 KW10B w/install kit in separate box for VR1 161-245 | 1826
Z015257 | Vitotronic 200 KW2 w/install kit in separate box for VR1 91-140 | 2865
Z015258 | Vitotronic 200 KW2 w/install kit in separate box for VR1 161-245 | 2859
7311316 | Riello F3 Burner, Oil VR1 91/105 | 990 | 23.9995
7311317 | Riello F5 Burner, Oil VR1 140/161/196 | 1011 | 25.0004
7311318 | Riello F10 Burner, Oil VR1-245 | 1263 | 28.9996
ZK02854 | Riello burner (DV) VR1 91-105; W/ 15' VENT AND TERMINATION | 2695
ZK02855 | Riello burner (DV) VR1 140; W/ 15' VENT AND TERMINATION | 2735
7749024 | Carlin EZ-LF Burner, Oil VR1 91 | 868
7749025 | Carlin EZ-1 Burner, Oil VR1 105 | 868
7749026 | Carlin EZ-1 Burner, Oil VR1 140 | 868
7749027 | Carlin EZ-1 Burner, Oil VR1 161 | 868
7749028 | Carlin EZ-66 Burner, Oil VR1 196 | 916
7749029 | Carlin EZ-66 Burner, Oil VR1-245 | 916
ZK03208 | Carlin burner (DV) VR1 91; W/ 15' VENT AND TERMINATION | 2199
ZK03209 | Carlin burner (DV) VR1 105; W/ 15' VENT AND TERMINATION | 2199
ZK03210 | Carlin burner (DV) VR1 140; W/ 15' VENT AND TERMINATION | 2199
7452064 | Beckett NX SS Burner, Oil VR1 91 | 846 | 81.5709
7452065 | Beckett NX SS Burner, Oil VR1 105 | 846 | 79.3663
7452066 | Beckett NX SS Burner, Oil VR1 140 | 846 | 79.3663
7452067 | Beckett NX SS Burner, Oil VR1 161 | 846 | 79.3663
7452068 | Beckett AFG SS Burner, Oil VR1 196/245 | 810 | 52.9109
ZK02856 | Beckett burner (DV) VR1 91; W/ 15' VENT AND TERMINATION | 2262
ZK02857 | Beckett burner (DV) VR1 105; W/ 15' VENT AND TERMINATION | 2262
ZK02858 | Beckett burner (DV) VR1 140; W/ 15' VENT AND TERMINATION | 2262
7726376 | 24V Digital DHW Tank Temp Control | 72
7812102 | 5-Point Sensor Well | 81 | 0.30865 | 17.336 | 4.925 | 1.379
7134482 | Access. Pack (Brnr.Inst.Hdwr) VR1 | 31 | 0 | 0 | 0 | 0
7825314 | Access. Pack (Insulation), VR1-40/50/63 | 95 | 0.26455 | 6.304 | 3.546 | 0.591
9577488 | Aquastat (HW) (electr) L7248C1006/B VR1 | 237 | 0 | 0 | 0 | 0
7835249 | Back Panel VR1 91/105/140 | 153 | 6.5698 | 37.43 | 20.488 | 21.67
7825222 | Back Panel, VR1-40/50/63 | 215 | 10.3617 | 37.43 | 26.792 | 1.97
7133074 | Boiler Stand, VR1 105/140 | 211 | 17.9985 | 0 | 0 | 0
7133075 | Boiler Stand, VR1 161 | 211 | 17.9985 | 0 | 0 | 0
7133076 | Boiler Stand, VR1 196/245 | 226 | 17.9985 | 0 | 0 | 0
7133073 | Boiler Stand, VR1 91 | 211 | 17.9985 | 0 | 0 | 0
9516897 | Burner Cable Nr.41 l=85" VR1 | 60 | 0 | 0 | 0 | 0
7262277 | Burner Cable Nr.41 VR1 / Vitotronic | 72 | 0 | 0 | 0 | 0
7196808 | Burner Cable w Nr.41 Plug VR1 | 31 | 0.66139 | 0 | 0 | 0
7815076 | Cleaning Brush Handle 800mm, M10 | 30 | 1.1023 | 31.323 | 4.531 | 0.591
7818326 | Cleaning Brush Handle 800mm, M8 VR1/VR2 | 30 | 1.3007 | 31.52 | 4.334 | 0.394
7818562 | Cleaning Brush Head, M10 VR1/VR2 18-33 | 30 | 0.22046 | 5.516 | 3.546 | 3.546
7818220 | Cleaning Brush Head, M8 VR1/VR2 161-245 | 36 | 0.13228 | 7.092 | 4.728 | 2.167
7819421 | Comb. Chamber Door VR1/VR2-18/22/27/33 | 354 | 36.9935 | 20.882 | 16.548 | 8.668
7822661 | Comb. Chamber Door VR1-40/50/63 | 483 | 50.6181 | 29.156 | 23.049 | 9.456
7820298 | Comb. Chamber Insert VR1 161/196/245 | 312 | 7.7162 | 14.972 | 13.79 | 14.184
7820297 | Comb. Chamber Insert VR1 91/105/140 | 290 | 5.9525 | 12.608 | 12.608 | 13.002
7818456 | Comb.Ch.Dr.Refr. VR1/VR2 161/196/245 | 253 | 17.7692 | 34.278 | 20.094 | 6.304
7819436 | Comb.Chbr.Dr.Refr. VR1/VR2-18/22/27/33 | 160 | 13.1175 | 20.488 | 16.548 | 8.865
7834357 | Communication Module (LON) KW10B | 565 | 0 | 0 | 0 | 0
9560974 | Conv. Kit Weishaupt UV>Fl.Rod G1/G3-LN | 141 | 0 | 0 | 0 | 0
7828145 | Cover Plate, VR1 | 94 | 0.39683 | 14.578 | 2.758 | 0.394
9543430 | DHW Pump Module w Aquastat EC / VR1 | 1792 | 7.9984 | 0 | 0 | 0
9686769 | Drain Valve, ¾" NPT (slot head) 250ºF | 12 | 0 | 0 | 0 | 0
7819438 | Edgemolding VR1 / CU3A / VL3C | 8 | 0.088185 | 6.501 | 4.728 | 0.0788
9648802 | Electro Well (HL), extended 3/4" NPT | 29 | 0 | 0 | 0 | 0
7134562 | Extension Output Module GC1B/GWxB/Vito-S | 821 | 0 | 0 | 0 | 0
7825161 | Front Panel, VR1-22/27/33 | 145 | 8.9067 | 37.233 | 20.094 | 4.137
7825238 | Front Panel, VR1-40/50/63 | 358 | 12.1254 | 38.218 | 23.64 | 3.94
7823626 | Front Section (ASME) VR1 161/196/245 | 1300 | 140.8 | 0 | 0 | 0
7820851 | Gasket GF 16 x 12 l=1000 VR1/VR2/VB2 | 32 | 0.83776 | 10.244 | 7.88 | 0.788
7820301 | Gasket GF 16 x 12 l=2000 | 55 | 1.2787 | 10.835 | 8.274 | 1.379
7314414 | Gasket GF, 3 x 116 VR1 | 47 | 0.66139 | 0 | 0 | 0
9543282 | Hex Bushing, 1¼" x ¾" NPT BMI | 9 | 0 | 0 | 0 | 0
9560944 | Hex Bushing, 1½" x ¾" NPT BMI VR1 | 17 | 0 | 0 | 0 | 0
7817538 | Hinge Bracket VR1/VR2 | 32 | 2.4251 | 11.229 | 11.229 | 2.167
9648808 | Hydrostat (HL) Model 3250-Plus | 186 | 0 | 0 | 0 | 0
7536808 | Install. Set, VR1 161-245 (HL) ioc | 489 | 0 | 0 | 0 | 0
7134852 | Install. Set, VR1 161-245 Vt. v4 | 507 | 0 | 0 | 0 | 0
7536807 | Install. Set, VR1 91-140 (HL) ioc | 538 | 0 | 0 | 0 | 0
7134851 | Install. Set, VR1 91-140 Vt. v4 | 513 | 0 | 0 | 0 | 0
7825173 | Insul. Blanket VR1 105/140 | 90 | 4.4092 | 22.852 | 12.608 | 12.608
7825172 | Insul. Blanket VR1 91 | 80 | 2.9101 | 23.64 | 15.76 | 15.76
7822457 | Insul. Blanket VR1-40 | 136 | 2.866 | 23.64 | 15.76 | 15.76
7822458 | Insul. Blanket VR1-50 | 148 | 3.6597 | 22.064 | 20.488 | 12.214
7822459 | Insul. Blanket VR1-63 | 170 | 4.5856 | 24.428 | 18.912 | 10.638
7823975 | Insul. Blanket, rear VR1-22/27/33 | 14 | 1.1023 | 17.73 | 11.82 | 7.88
7823267 | Insul. Blanket, rear VR1-40/50/63 | 68 | 1.7637 | 19.7 | 19.7 | 7.88
7133638 | Junction Box VR1/VR2/GS1/GS10/RS | 130 | 0 | 0 | 0 | 0
7133393 | KM-BUS Expansion Module | 141 | 3.3003 | 0 | 0 | 0
7133897 | Lead Lag Expan. Kit f KW2/3 w 100 | 793 | 3.9992 | 0 | 0 | 0
7134631 | LON Conn. Terminal (DIN-rail mount) | 143 | 0 | 0 | 0 | 0
7824797 | Mid Section (ASME), VR1-40/50/63 | 1698 | 0 | 0 | 0 | 0
7542257 | Mixing Valve Motor, 120/1/60 Ni500 | 294 | 2.4251 | 0 | 0 | 0
9648879 | Mounting Kit (HL) w 4' Sensor | 61 | 0 | 0 | 0 | 0
7825471 | Nameplate "Vitorond 100" VR1 | 28 | 0.088185 | 10.835 | 8.077 | 0.788
9543293 | Nipple, ¾" x 3½" BMI | 3 | 0 | 0 | 0 | 0
9516540 | Nipple, 1½" x 5" | 9 | 0 | 0 | 0 | 0
7819163 | Observ. Port Cover VR1/VR2/VB2 | 20 | 0.16976 | 5.516 | 3.152 | 0.788
9648803 | Outdoor Reset Kit (HL), OS-100 | 58 | 0 | 0 | 0 | 0
7134560 | Power Supply Adaptor (MV/IV), 120/1/60 | 226 | 0 | 0 | 0 | 0
9542940 | Pr.Rel Valve (Conbr.) ¾ x ¾ 30PSI | 28 | 0 | 0 | 0 | 0
9549944 | Pr.Rel Valve (Conbr.) ¾ x ¾" 45PSI | 46 | 0 | 0 | 0 | 0
7824813 | Rear Section (ASME) VR1-40/50/63 | 2070 | 134.4818 | 47.28 | 31.52 | 13.79
9516532 | Red. Tee, 1½ x 1½ x ½" | 8 | 0 | 0 | 0 | 0
9549661 | Red. Tee, 1½ x 1½ x ¾" | 31 | 0 | 0 | 0 | 0
9560933 | Red. Tee, 2 x 2 x ¾" | 31 | 0 | 0 | 0 | 0
5635147 | Return Injector Nozzle, VR1-22/27/33 | 103 | 1.4991 | 0 | 0 | 0
5635266 | Return Injector Nozzle, VR1-40/50/63 | 85 | 1.7902 | 0 | 0 | 0
7133379 | Room Temperature Sensor | 158 | 0.50045 | 0 | 0 | 0
9560935 | Sensor Well f HW L7248C1006B VR1 | 42 | 0 | 0 | 0 | 0
7825170 | Side Panel, Left VR1 105/140 | 137 | 12.0152 | 36.248 | 26.989 | 3.152
7825169 | Side Panel, Left VR1 91 | 98 | 9.3035 | 37.036 | 22.655 | 4.334
7825211 | Side Panel, Left VR1-40 | 414 | 11.0231 | 38.218 | 20.094 | 2.758
7825212 | Side Panel, Left VR1-50 | 409 | 12.7427 | 38.021 | 27.58 | 2.167
7825213 | Side Panel, Left VR1-63 | 409 | 16.7551 | 45.31 | 29.944 | 4.334
7825177 | Side Panel, Right VR1 105/140 | 142 | 11.9049 | 37.036 | 26.595 | 4.334
7825176 | Side Panel, Right VR1 91 | 98 | 9.6562 | 37.036 | 22.655 | 4.334
7823633 | Side Panel, Right VR1-40 | 409 | 9.2815 | 38.415 | 21.079 | 2.955
7823636 | Side Panel, Right VR1-50 | 409 | 12.1254 | 26.398 | 3.94 | 38.218
7823637 | Side Panel, Right VR1-63 | 409 | 17.637 | 43.34 | 29.944 | 3.94
7821010 | Split Kit (1 section) VR1-40/50/63 | 50 | 2.1605 | 8.274 | 6.698 | 1.97
9543277 | Street Elbow 90°, 3/4" NPT BMI | 9 | 0 | 0 | 0 | 0
7825162 | Support Bracket, VR1-22/27/33 | 216 | 1.1684 | 18.715 | 5.91 | 0.788
7825234 | Support Bracket, VR1-40/50/63 | 178 | 1.5432 | 20.882 | 4.728 | 1.182
7133387 | Switching Module-V KW2/KW3 | 354 | 1.9996 | 0 | 0 | 0
7823242 | Temp.+Pr.Gage (WIKA) 2½"/160C/320F/75psi | 50 | 0.39683 | 3.152 | 2.758 | 2.758
7825164 | Top Panel-Front, VR1-22/27/33 | 68 | 4.1447 | 37.036 | 20.291 | 2.364
7825226 | Top Panel-Front, VR1-40/50/63 | 356 | 4.4092 | 36.642 | 20.882 | 1.182
7825166 | Top Panel-Rear, VR1-22 | 70 | 2.6015 | 23.64 | 10.244 | 5.516
7825167 | Top Panel-Rear, VR1-27/33 | 119 | 4.2329 | 31.52 | 19.897 | 2.167
7825232 | Top Panel-Rear, VR1-40 | 356 | 2.3589 | 37.036 | 15.76 | 2.364
7825207 | Top Panel-Rear, VR1-50 | 356 | 4.6297 | 36.642 | 21.276 | 3.152
7825208 | Top Panel-Rear, VR1-63 | 356 | 6.1729 | 37.036 | 20.488 | 1.97
7819546 | Touch Up Paint Stick Vitosilver | 16 | 0.044092 | 3.152 | 0.985 | 0.985
7819545 | Touch-UP Spray Paint Vitotec, SIL | 54 | 0.37479 | 44.128 | 27.58 | 11.82
7818150 | Turbulator Insert VR1/VR2 | 75 | 1.8078 | 10.047 | 5.319 | 2.364
7819416 | Turbulator Insert VR1/VR2-33 | 111 | 3.3951 | 16.745 | 6.304 | 1.773
7820046 | Turbulator Insert VR1-33 | 64 | 0.79366 | 6.304 | 4.925 | 1.182
9542935 | Vent Pipe Adaptor, 5" VB2/VR1/VR2 | 17 | 0 | 0 | 0 | 0
9560978 | Vent Pipe Adaptor, 6" VR1-40/50/63 | 24 | 0 | 0 | 0 | 0
7134632 | Vitocontrol-S, MW1 v1 | 5380 | 0 | 0 | 0 | 0
7438363 | Vitotrol 200-A | 222 | 0 | 0 | 0 | 0
7571231 | Vitotrol 300-A | 373 | 0.88185 | 10.047 | 5.516 | 2.364
7282852 | Vitotronic Retrofit Housing u | 211 | 0 | 0 | 0 | 0
7720348 | Vitocell 300-V EVIB 42USG NPT 1" HTG SPLY/RTN; 3/4" DOMESTIC; STAINLESS STEEL LIFETIME WRNTY | 1729 | 126 | 25 | 26 | 47
7720343 | Vitocell 300-V EVIB 53USG NPT 1" HTG SPLY/RTN; 1" DOMESTIC; STAINLESS STEEL LIFETIME WRNTY | 2499 | 143 | 25 | 26 | 55.5
7720338 | Vitocell 300-V EVIB 79USG NPT 1" HTG SPLY/RTN; 1" DOMESTIC; STAINLESS STEEL LIFETIME WRNTY | 3192 | 231 | 26.25 | 28 | 60.5
7638988 | Vitocell 300-W EVIA 42USG NPT 1" HTG SPLY/RTN; 3/4" DOMESTIC; STAINLESS STEEL LIFETIME WRNTY | 1729 | 157 | 25.4 | 27.4 | 54.2
7637041 | Vitocell 300-V EVIA 53USG NPT 1" HTG SPLY/RTN; 1" DOMESTIC; STAINLESS STEEL LIFETIME WRNTY | 2499 | 168 | 25.5 | 22.875 | 56
7637044 | Vitocell 300-V EVIA 79USG NPT 1" HTG SPLY/RTN; 1" DOMESTIC; STAINLESS STEEL LIFETIME WRNTY | 3192 | 220 | 27.75 | 25 | 70
ZK04122 | Vitocell 300-V EVIA 119USG NPT 1-1/4" HTG SPLY/RTN; 1-1/4" DOMESTIC; STAINLESS STEEL LIFETIME WRNTY | 4027 | 245 | 38.385 | 36.33 | 68.5
7637049 | Vitocell 300-B EVBA 79 USG NPT 1" HTG SPLY/RTN; 1" DOMESTIC; STAINLESS STEEL LIFETIME WRNTY | 4110 | 251 | 28 | 25 | 70
7720336 | Vitocell 300-B EVIB 79USG NPT 1" HTG SPLY/RTN; 1" DOMESTIC; STAINLESS STEEL LIFETIME WRNTY | 4110 | 249 | 26.25 | 28 | 68.5
ZK04123 | Vitocell 300-B EVBB 119 USG NPT 1-1/4" HTG SPLY/RTN; 1-1/4" DOMESTIC; STAINLESS STEEL LIFETIME WRNTY | 5372 | 275 | 38.33 | 36.33 | 68.5
Z014848 | Vitocell 300-H EHA 53USG NPT 1" HTG SPLY/RTN; 3/4" DOMESTIC; STAINLESS STEEL LIFETIME WRNTY | 3724 | 185 | 48.75 | 25.25 | 25.75
Z014849 | Vitocell 300-H EHA 92USG NPT 1-1/4" HTG SPLY/RTN; 1-1/4" DOMESTIC; STAINLESS STEEL LIFETIME WRNTY | 4957 | 379 | 62.5 | 32.75 | 31
Z014850 | Vitocell 300-H EHA 119USG NPT 1-1/4" HTG SPLY/RTN; 1-1/4" DOMESTIC; STAINLESS STEEL LIFETIME WRNTY | 6079 | 421 | 65 | 35.75 | 35
7835643 | Access. Pack (Clips, Set 6) Vitocell | 31 | 0.22046 | 8.274 | 5.91 | 1.182
7819773 | Access. Pack (Fr.Panel Hardw, Set of 2) | 35 | 0.088185 | 5.713 | 3.94 | 0.6698
7598227 | Access. Pack (Thermometer F/C) Vitocell | 36 | 0.13228 | 11.82 | 5.516 | 1.576
9641024 | Adaptor, 1"M NPT x 1"F R BSPT Brass LL | 28 | 0 | 0 | 0 | 0
9641025 | Adaptor, 1¼"M NPT x 1¼"F R BSPT Brass LL | 46 | 0 | 0 | 0 | 0
7817391 | Base Panel CHA/EHA 160L | 138 | 11.464 | 37.43 | 29.353 | 4.728
7817392 | Base Panel CHA/EHA 200L | 138 | 0 | 0 | 0 | 0
7818660 | Cable Channel 870mm, EVB 300L | 22 | 0.11023 | 34.278 | 0.394 | 0.788
9675133 | Cap, ¾" NPT Brass LL | 7 | 0 | 0 | 0 | 0
9667072 | Cap, 1" NPT Brass LL | 16 | 0 | 0 | 0 | 0
9667071 | Cap, 1¼" NPT Brass LL | 25 | 0 | 0 | 0 | 0
7818061 | Clamping Bracket CHA/CBA/CVB | 6 | 0.044092 | 7.88 | 4.728 | 0.197
7855408 | Clamping Bracket EVIA / EVBA | 11 | 0 | 0 | 0 | 0
7819651 | Consumable Anode (Rod) CVA 160/200L | 89 | 1.411 | 15.76 | 1.182 | 1.182
7819653 | Consumable Anode (Rod) CVA 450L | 137 | 2.7337 | 31.914 | 1.576 | 1.576
7819652 | Consumable Anode (top) CVA 300L | 104 | 2.1605 | 24.428 | 1.379 | 1.379
7819688 | Coupling, Brass Red. 1¼"–½" VC/VC/EHA | 40 | 0.44092 | 2.0488 | 2.0488 | 1.576
7822252 | Cover c/w Insul, CVA/CVB 450L | 32 | 0.26455 | 7.289 | 4.925 | 3.94
7836077 | Cover Strip EVI/B | 61 | 3.7919 | 71.314 | 12.608 | 2.758
7836085 | Cover Strip EVI/B | 64 | 3.3069 | 71.314 | 13.002 | 3.152
7840352 | Cover with Logo Vitocell | 46 | 0.15432 | 4.728 | 2.758 | 1.182
7819515 | Cover, Front CVA/CVB/EVB/EVI 300L | 87 | 0.92594 | 13.199 | 12.805 | 3.743
7819514 | Cover, Front CVA/EVI 160/200L | 75 | 0.81571 | 11.82 | 11.82 | 3.152
7820231 | Cover, Thermometer Vitocell | 9 | 0.022046 | 1.97 | 1.97 | 0.788
7819535 | Decorative Stripe, ORG 24mm x 10m | 13 | 0.044092 | 5.516 | 3.152 | 0.985
7819646 | Dome Cover, 110mm Vitocell | 30 | 0.20723 | 1.97 | 1.97 | 2.758
7820025 | Flange, Front CVA | 149 | 2.9542 | 9.062 | 7.486 | 8.274
7820027 | Flange, Top (no PRV hole) CVA 160/200L | 451 | 5.2911 | 19.897 | 10.244 | 8.274
7151917 | Flange, Top (with PRV hole) CVA 160/200L | 327 | 0 | 0 | 0 | 0
7820028 | Flange, Top CVA 300L | 295 | 0 | 0 | 0 | 0
7820029 | Flange, Top CVA 450L | 263 | 0 | 0 | 0 | 0
7822214 | Flanged Cover Vitocell | 112 | 2.2046 | 7.88 | 7.88 | 1.97
7817821 | Flanged Cover with Gasket, CVA/CVB | 92 | 0 | 0 | 0 | 0
7836189 | Front Cover w Insul 500L Vitocell | 53 | 0 | 0 | 0 | 0
7824064 | Front Panel CHA/EHA 160/200L | 215 | 14.3741 | 31.717 | 31.717 | 8.865
7824062 | Front Panel EHA 350L | 235 | 23.1485 | 40.188 | 40.188 | 8.668
7824063 | Front Panel EHA 450L | 254 | 25.7941 | 39.794 | 39.794 | 9.062
7819647 | Gasket Vitocell | 29 | 0.044092 | 5.91 | 4.728 | 0.1576
7819666 | Gasket, 115 x 92 x 3 Vitocell/B2Tx | 19 | 0.044092 | 11.82 | 5.91 | 0.1182
7822213 | Gasket, 170 x 115 x 3 Vitocell | 32 | 0.088185 | 8.668 | 8.668 | 0.394
9646707 | Hex Bushing, 1" x ¾" Brass LL | 17 | 0.19842 | 0 | 0 | 0
9646708 | Hex Bushing, 1¼" x ¾" Brass LL | 19 | 0.41888 | 0 | 0 | 0
7507407 | Install. Set, CVA 120USG/450L v4 | 478 | 4.4092 | 0 | 0 | 0
7666576 | Install. Set, EHA 160/200L npt | 330 | 1.0009 | 0 | 0 | 0
7666575 | Install. Set, EHA 350L npt | 195 | 1.0009 | 0 | 0 | 0
7666574 | Install. Set, EHA 450L npt | 209 | 1.0009 | 0 | 0 | 0
7556767 | Install. Set, EVI/A,EVB/A 119USG npt | 565 | 0 | 0 | 0 | 0
7556766 | Install. Set, EVx 53/79USG,CVx 79USG npt | 415 | 1.0009 | 0 | 0 | 0
7822329 | Insul. Blanket I, top CVA/CVB 450L | 64 | 1.9842 | 26.792 | 26.792 | 2.758
7822244 | Insul. Blanket II, top CVA/CVB 450L | 64 | 1.896 | 26.792 | 26.792 | 2.955
7822245 | Insul. Blanket, bottom CVA/B 500L | 64 | 2.4251 | 26.792 | 26.792 | 3.94
7836162 | Insul. Blanket, bottom EVI/B 500L | 92 | 0 | 0 | 0 | 0
7855409 | Insul. Blanket, flange EVIA / EVBA | 55 | 0 | 0 | 0 | 0
7817228 | Insul. Blanket, top CVA | 31 | 4.6297 | 15.76 | 19.7 | 7.88
7817393 | Insul. Blanket, top EVI/B 200/300L,EVIA | 8 | 1.9842 | 19.7 | 19.7 | 3.94
7836161 | Insul. Blanket, top EVI/EVB 500L | 92 | 0 | 0 | 0 | 0
7836148 | Insul. Jacket (left) 500L EVI/B | 513 | 37.9195 | 76.042 | 63.434 | 11.82
7836149 | Insul. Jacket (right) 500L EVI/B | 513 | 37.9195 | 76.042 | 63.434 | 11.82
7822251 | Insulation Cover, CVA/CVB 450L | 1224 | 50.7063 | 78.012 | 47.28 | 14.578
7827306 | Insulation EHA 450L | 11 | 4.4092 | 0 | 0 | 0
7822596 | Insulation EHA 450L | 30 | 0 | 0 | 0 | 0
7824731 | Insulation Ring EHA 160/200L | 9 | 0.22046 | 10.244 | 10.244 | 0.3152
7827273 | Insulation Ring EHA, HC-HG/NT | 9 | 0.13228 | 7.88 | 7.88 | 2.758
7811311 | Insulation, Cover CVA/CVB/EHA/EVB | 6 | 0.13228 | 13.396 | 7.092 | 4.728
7822316 | Insulation, Sensor Well EVI/EVB 450L | 19 | 0.044092 | 3.349 | 3.152 | 3.152
7819232 | Insulation, Tank Snsr Well EVI/B/L/VC-HG | 16 | 0.044092 | 5.91 | 5.516 | 1.97
7819226 | Insulation,Tk Snsr Wl EHA/HC-HG/HC/VC-NT | 9 | 0.044092 | 10.244 | 5.91 | 1.97
7819544 | Leveling Feet (Each) | 10 | 0.22046 | 6.304 | 5.122 | 0.2364
7818798 | Leveling Feet (Each) Vitocell | 12 | 0.22046 | 2.758 | 2.758 | 2.758
7819230 | Nameplate "Viessmann" (Vito, Curved) | 30 | 0.044092 | 10.835 | 7.88 | 0.788
7839162 | Nameplate "Viessmann" 2013 | 36 | 0.044092 | 10.835 | 7.88 | 0.394
7818348 | Nameplate "Vitocell 100" (Vito, Curved) | 30 | 0.044092 | 11.82 | 7.486 | 0.788
7819227 | Nameplate "Vitocell 300" EHA | 30 | 0.044092 | 9.456 | 2.758 | 0.788
7819231 | Nameplate "Vitocell 300" EVI/B (Curved) | 30 | 0.044092 | 14.184 | 7.88 | 0.788
7839965 | Nameplate "Vitocell 300" EVxx | 19 | 0.59525 | 13.593 | 8.471 | 5.91
7819534 | Panel Cap (Set of 5) | 8 | 0.044092 | 5.516 | 3.152 | 0.197
7819256 | Panel Plug (Set of 6) | 4 | 0.044092 | 7.486 | 4.728 | 0.394
7819229 | Panel Plug w Lamallae CHA/EHA | 7 | 0 | 0 | 0 | 0
7839961 | Plastic Grommet (no hole,Set 2) EVx | 12 | 0.022046 | 5.91 | 5.91 | 0.197
7835766 | Plastic Grommet (w hole, Set 2) CVx/EVx | 9 | 0.044092 | 3.94 | 3.94 | 0.197
7338930 | Positioning Plugs (Set Of 2) EHA | 8 | 0.022046 | 5.516 | 3.152 | 0.985
7817390 | Rear Panel EHA 160/200L | 276 | 6.3934 | 37.43 | 29.156 | 4.728
7819690 | Red. Coupling, 1 x ½" BSPT Brass EVI/B | 30 | 0.59525 | 5.319 | 5.319 | 4.531
9675027 | Red. Coupling, 1 x ¾" Brass LL | 19 | 0 | 0 | 0 | 0
9675026 | Red. Coupling, 1¼ x ¾" Brass LL | 34 | 0 | 0 | 0 | 0
7819667 | Sensor Clamp EHA 160/200L | 12 | 0.044092 | 5.516 | 3.152 | 0.6698
7819654 | Sensor Mounting Hrdwr CVA/CVB | 16 | 0.02866 | 11.82 | 5.91 | 0.591
7835629 | Sensor Mounting Hrdwr EVBA | 19 | 0 | 0 | 0 | 0
7819701 | Sensor Mounting Hrdwr EVI/EVB 350/450L | 16 | 0.17637 | 19.3848 | 0.9456 | 0.9456
7819692 | Sensor Mounting Hrdwr EVI/EVB/HC-HG | 16 | 0.11684 | 8.668 | 1.0638 | 0.9456
7819689 | Sensor Mounting Hrdwr HC-HG/EHA | 22 | 0.13228 | 15.8388 | 1.0638 | 0.9456
7819700 | Sensor Well w Mtg Hdwr EVI/EVB 350/450L | 145 | 0.44092 | 13.4748 | 1.0638 | 0.9456
7819687 | Sensor Well, ½" x 400mm EHA 350/450L | 121 | 0.5732 | 16.2328 | 0.9062 | 0.985
7819693 | Sensor Well, R½ x 200mm w Clip EVI/EVB | 82 | 0 | 0 | 0 | 0
7219579 | Sensor Well, R½ x 400mm EHA 160/200L | 119 | 0 | 0 | 0 | 0
7827259 | Side Panel (Left/Right) CHA/EHA 160L | 137 | 12.1254 | 0 | 0 | 0
7827260 | Side Panel (Left/Right) CHA/EHA 200L | 137 | 14.9914 | 51.22 | 31.52 | 4.728
7827261 | Side Panel (Left/Right) EHA 350L | 188 | 39.6832 | 67.374 | 29.353 | 11.229
7827262 | Side Panel (Left/Right) EHA 450L | 203 | 28.6601 | 73.284 | 39.794 | 4.728
7819648 | Spacer Ring CHA/CVA 160/200L | 35 | 0.13228 | 6.7768 | 6.7768 | 0.1182
7819225 | Spring Clip (Each) Vitocell | 7 | 0.044092 | 7.486 | 4.728 | 0.394
7819661 | Strain Relief CHA / B2Tx / EVIA | 11 | 0.022046 | 7.88 | 4.728 | 0.394
7667229 | T&P Valve (Conbr.) ¾ x 5" 150PSI r LL | 150 | 0 | 0 | 0 | 0
7865171 | T&P Valve (Watts) ¾ x 8" 150PSI LL | 121 | 0 | 0 | 0 | 0
7865171 | T&P Valve (Watts) ¾ x 8" 150PSI r LL | 121 | 0 | 0 | 0 | 0
7819665 | Tank Cleanout Cap, G4 no PRV Vitocell | 97 | 4.4092 | 5.713 | 5.516 | 3.546
7666571 | Tech Lit Set EHA npt (USA) | 8 | 0 | 0 | 0 | 0
9549933 | Tee, ¾" Brass | 22 | 0 | 0 | 0 | 0
9641017 | Tee, ¾" Brass LL | 19 | 0 | 0 | 0 | 0
9641018 | Tee, 1" Brass LL | 38 | 0 | 0 | 0 | 0
9641019 | Tee, 1¼" Brass LL | 58 | 0 | 0 | 0 | 0
7334598 | Thermometer, °C Vitocell/Vitotronic | 31 | 0 | 0 | 0 | 0
9543566 | Thermometer, °C/°F Vitocell/Vitotronic | 31 | 0 | 0 | 0 | 0
7836099 | Top Cover, silver EVI/EVB 500L | 169 | 0.44092 | 19.7 | 19.7 | 0.788
7817804 | Top Panel (No Hole) CVA/CVB/EVI 300L | 95 | 7.4075 | 37.43 | 29.353 | 4.925
7823574 | Top Panel CHA/EHA 160L | 140 | 14.33 | 39.794 | 40.188 | 8.274
7823575 | Top Panel CHA/EHA 200L | 157 | 14.8812 | 45.704 | 23.246 | 2.758
7843950 | Top Panel CVAA/CVBB/EVIA 300L | 128 | 7.9366 | 37.43 | 28.762 | 4.728
7824060 | Top Panel EHA 350L | 171 | 29.5419 | 71.708 | 32.308 | 5.122
7824061 | Top Panel EHA 450L | 188 | 26.4554 | 72.496 | 39.991 | 4.925
7822688 | Top Panel EVIA 160L | 112 | 7.2312 | 37.233 | 28.959 | 4.728
7822243 | Top Panel, CVA/CVB 450L | 137 | 7.9366 | 43.34 | 36.642 | 3.94
7823447 | Top Panel, CVA-160/200L, EVI 200L | 103 | 6.7902 | 37.233 | 29.353 | 4.531
7822314 | Top Panel, EVB 300L | 158 | 6.6139 | 37.43 | 29.156 | 4.728
7819546 | Touch Up Paint Stick Vitosilver | 16 | 0.044092 | 3.152 | 0.985 | 0.985
7822682 | Touch-UP Paint Stick "Vitowhite" | 16 | 0 | 3.152 | 0.985 | 0.985
7822681 | Touch-UP Spray Paint "Vitowhite" | 50 | 0.39683 | 1.97 | 1.97 | 6.107
7819545 | Touch-UP Spray Paint Vitotec, SIL | 54 | 0.37479 | 44.128 | 27.58 | 11.82
7663914 | 3-Speed Circulator 115/60/1 0013 Taco | 489
7663916 | 3-Speed Circulator 115/60/1 0015 Taco | 157
7812102 | 5-Point Sensor Well | 81 | 0.30865 | 17.336 | 4.925 | 1.379
9560499 | 90° Elbow, ¾" GS10 | 4
9542945 | 90° Elbow, 1" BMI | 9
9543278 | 90° Elbow, 1¼" NPT BMI | 12
9549987 | 90° Flange (HW) | 23
9560498 | 90° Red.Elbow, 1 x ¾" GS10 | 9
9549725 | 90° Street Elbow, 1" | 12
9544212 | Access Door, SIL ECD/ECV-065/080 | 48
9544213 | Access Door, SIL ECD/ECV-100/115 | 60
9544214 | Access Door, SIL ECD/ECV-140/155 | 60
9544215 | Access Door, SIL ECD/ECV-180/200 | 71
7817523 | Access Protection WB2B-19/26/35/80/105 | 11 | 0.13228 | 5.91 | 15.76 | 1.182
7841583 | Access. Pack (1 x dual-snsr, Harnesses) | 147 | 0.74957 | 8.274 | 6.304 | 1.182
7548195 | Access. Pack (24V harness, BACnet plug) | 167 | 0.19842 | 4.728 | 5.713 | 0.197
7404504 | Access. Pack (3 Dials, CFL) | 16 | 0.022046 | 5.516 | 3.152 | 0.591
7817231 | Access. Pack (3-Pole Plugs #143,145,146) | 24 | 0.050706 | 3.152 | 0.591 | 0.5122
7175265 | Access. Pack (4x T-Screws M8x20),Vitosol | 7 | 0.1455 | 4.334 | 1.182 | 0.591
7179234 | Access. Pack (6x T-Screws M8x20),Vitosol | 11 | 0.22046 | 4.531 | 2.167 | 0.394
7456835 | Access. Pack (Anchors, Set of 4) CPK | 9
7813983 | Access. Pack (Burner Hood) Unit Burner | 49 | 0.35274 | 10.244 | 5.91 | 1.182
7834399 | Access. Pack (Burner Parts) CU3A | 54 | 0.088185 | 2.758 | 1.97 | 0.394
7817278 | Access. Pack (Burner Parts), VGA | 35 | 0.17637 | 6.501 | 4.531 | 0.4728
7266676 | Access. Pack (Collector Supp. SV/SH 2.3) | 34
7494857 | Access. Pack (Conduit Clip,Set of 2) CPK | 5
7819941 | Access. Pack (Ctrl Unit) WB2 | 9 | 0.044092 | 5.713 | 4.334 | 0.591
7555848 | Access. Pack (DIN rail+fasteners) | 30 | 0.088185 | 5.516 | 3.152 | 0.394
7818437 | Access. Pack (Encl.Hardw 10pk) WB2A-24 | 50 | 0.044092 | 5.91 | 4.728 | 0.197
7511687 | Access. Pack (Flat Install.) SPE/SP2A | 31 | 1.0141 | 7.092 | 4.334 | 1.773
7164817 | Access. Pack (Flow Reg.) WB1Bc 26 CPK | 49
7819773 | Access. Pack (Fr.Panel Hardw, Set of 2) | 35 | 0.088185 | 5.713 | 3.94 | 0.6698
7826149 | Access. Pack (Gas Valve/Burner) WB2A | 52 | 0.044092 | 4.334 | 3.152 | 0.591
7812055 | Access. Pack (Hood) VEI Oil/Gas | 50 | 0.26455 | 11.82 | 5.91 | 1.182
7837104 | Access. Pack (Low Volt Plugs, 2-Pole) | 32 | 0.088185 | 3.94 | 1.97 | 0.788
7188864 | Access. Pack (Mount.) Vitosol (7 brkts) | 48 | 0.66139 | 5.91 | 4.728 | 1.576
7819302 | Access. Pack (Mounting Scrw), Vitotronic | 32 | 0.17637 | 14.775 | 1.773 | 0.591
7176432 | Access. Pack (Mounting), Vitosol | 14 | 0.26455 | 3.546 | 2.561 | 0.4728
7832364 | Access. Pack (MV Motor, housing) | 38 | 0.83776 | 9.259 | 5.713 | 3.349
7833677 | Access. Pack (MV Motor, mounting bolts) | 56 | 0.29101 | 7.092 | 4.728 | 0.591
7834380 | Access. Pack (Plug #20/28/40/21/96) CU3A | 46 | 0.13228 | 3.152 | 1.576 | 0.788
7838954 | Access. Pack (Plugs #157, Set of 3) | 45 | 0.088185 | 4.137 | 1.97 | 1.1032
7832393 | Access. Pack (Plugs #20,24,40,40A,52) | 33 | 0.088185 | 4.137 | 2.955 | 1.182
7823515 | Access. Pack (Plugs #28,40,53,96,X3) WB | 64 | 0.088185 | 2.758 | 2.758 | 1.182
7838967 | Access. Pack (Plugs #40A, Set of 3) | 37 | 0.088185 | 3.6642 | 2.364 | 0.4334
7817230 | Access. Pack (Plugs #41,90,151,191) | 32 | 0.13228 | 3.152 | 2.364 | 0.591
7838956 | Access. Pack (Plugs 2-pole x3 0…10V) | 45 | 0.044092 | 3.546 | 3.152 | 0.6304
7838955 | Access. Pack (Plugs 6-pole x3 w Labels) | 32 | 0.13228 | 3.2702 | 2.955 | 0.985
7415058 | Access. Pack (Plugs x3 w Labels,LowVolt) | 22 | 0.088185 | 4.137 | 3.152 | 0.788
7832394 | Access. Pack (Plugs#1/2,2,5,6,145)2-pole | 28 | 0.044092 | 4.137 | 2.955 | 0.394
7837215 | Access. Pack (Plugs, Clips, O-Rings) CPK | 24
7818617 | Access. Pack (Plugs/Strain.Rel), Vitotr. | 42 | 0.17637 | 7.88 | 4.728 | 1.182
7317114 | Access. Pack (Screws L=80 ), Vitosol | 5 | 0.39683 | 4.137 | 3.349 | 0.394
7552469 | Access. Pack (Sm. Parts) DN25B | 24
7861191 | Access. Pack (Sm. Parts) DN2OB | 36
7826757 | Access. Pack (Spacers, Set of 10) WB2A | 31 | 0.017637 | 0.788 | 0.197 | 0.197
7415181 | Access. Pack (Strain Reliefs) MV Motor | 22 | 0.044092 | 4.334 | 2.0488 | 0.8668
7415433 | Access. Pack (Strain Reliefs) Vitotr.100 | 17
7818619 | Access. Pack (Strain Reliefs) Vitotronic | 12 | 0.044092 | 5.516 | 3.152 | 0.788
7147866 | Access. Pack (Strain Reliefs) WB2A 24-60 | 65 | 0.039683
7404578 | Access. Pack (Strain Reliefs) WB2A-24/32 | 9 | 0.044092
7819763 | Access. Pack (Supply/Return) WB2A-24/32 | 55 | 0.088185 | 7.289 | 4.728 | 0.2364
7455794 | Access. Pack (Venting Fasteners) | 31 | 0.22046
7841223 | Access. Pack (Wood screws, Set of 2) SVK | 9 | 0.13228 | 5.122 | 1.182 | 0.788
7147839 | Access. Pack 1, VGA/VEM | 33 | 0.30865 | 11.032 | 2.758 | 0.788
7822310 | Access. Pack 2 (Brnr Parts) VEM | 71 | 0.32628 | 4.334 | 3.152 | 0.985
7818089 | Acoustic Liner w Adh. VEM-18/22/33 | 133 | 1.1464 | 20.488 | 15.76 | 5.319
7818088 | Acoustic Liner w Adh. VEM-40/50/63 | 133 | 1.455 | 22.458 | 13.79 | 12.214
9653579 | Actuator 92-2EM-24 100 sec ( Danfoss ) | 439
9502335 | Adapting Elbow (VB2) | 16
7133775 | Adapting Module f Fresh Air Blower 2xRS | 943 | 8.9993
7828930 | Adaptor 35 x G1½ WB2B-80/105 | 56 | 0.61729 | 2.0882 | 1.773 | 1.773
7834389 | Adaptor CES10 CU3A | 71 | 0.22046 | 4.137 | 3.152 | 3.152
9641410 | Adaptor DN20 x ¾"F BSPT (each) SRPS | 38
7416038 | Adaptor DN20 x ¾"F BSPT (Set of 10) SRPS | 285 | 5.0001
9641411 | Adaptor DN20 x 1"F BSPT (each) SRPS | 38
7416039 | Adaptor DN20 x 1"F BSPT (Set of 10) SRPS | 330
7416037 | Adaptor DN20x22mm OD Stub (10/box) SRPS | 307 | 5.0001
9641409 | Adaptor DN20x22mm OD Stub (each) SRPS | 38
7416041 | Adaptor DN20x7/8" OD Stub (10/box) SRPS | 307 | 5.0001
9641413 | Adaptor DN20x7/8" OD Stub (each) SRPS | 38
9543432 | Adaptor f Air Vent 3/8"F > 1/8"M | 9 | 0.14991
9500151 | Adaptor f Oil Hose VEC + Oil Brnrs Steel | 1800 | 0.044092 | 5.122 | 3.152 | 0.591
7134830 | Adaptor f Pr.Gage ¼" DN20/DN25 | 11
7827559 | Adaptor f Pr.Sensor DDT 401 WB2 | 54 | 0.044092 | 2.758 | 1.379 | 0.788
7242095 | Adaptor Set w Gskt (NPT, Set of 2) VB2 | 118 | 2.2046 | 7.88 | 1.97 | 1.97
7818006 | Adaptor Tee, G1" – R¾" w Gasket WB2 | 54 | 0.52911 | 8.668 | 3.94 | 1.576
7836188 | Adaptor, ¾ NPT > clip WBxB | 36 | 0.33069 | 5.91 | 3.94 | 1.576
9641023 | Adaptor, ¾"M NPT x ¾"F R BSPT Brass LL | 22 | 0.44974
7441966 | Adaptor, 1¼" x 1" DNHX | 36
7416061 | Adaptor, 24V/120V Actuator WB1 | 113
7837307 | Adaptor, 3/4" V N-70 | 22 | 0.044092 | 1.97 | 1.182 | 1.182
7158440 | Adaptor, 90° G¾" - R3¾ WB2A | 21 | 0.41888
9641026 | Adaptor, G½" F x NPT ½" M Brass CPK LL | 17
9635592 | Adaptor, G¾" F x NPT ¾" M CPK | 12 | 0.44974
9560764 | Adaptor, M8 x 5/16" WB2 Mntng Clip Brass | 8
9641023 | Adaptor,¾" Male NPT-Fem.R BSPT Brass LL | 22
9641024 | Adaptor,1" Male NPT-Fem.R BSPT Brass LL | 28
9641025 | Adaptor,1¼" Male NPT-Fem.R BSPT Brass LL | 46
7192805 | Adaptors (NPT 2-Pack) w Gskts WB2A/B | 103 | 2.2046 | 9.85 | 5.319 | 1.97
9544898 | Adhesive VL-1100 | 29 | 0.39683 | 5.91 | 3.349 | 0.985
9613292 | Adhesive, Epple-Bond 4202, 20g | 55
7816185 | Adj High Limit (Long Capill), E/KR | 134 | 0.35274 | 16.548 | 9.062 | 1.4972
7830198 | Adj. High Limit 30-110°C NR1/NR2 | 103 | 0.32628 | 9.456 | 7.88 | 1.576
7816185 | Adj High Limit (Long Capill), E/KR | 134 | 0.5732 | 15.76 | 5.713 | 2.167
7819311 | Adj. High Limit Dial, KW2/KW3 | 4 | 0.044092 | 4.137 | 2.955 | 0.394
7819410 | Adj. High Limit Trimatik/KR/DEK/SR | 99 | 0.28219 | 12.608 | 7.88 | 1.576
7818270 | AHL Dial KK5/KK10/KW10 | 6 | 0.044092 | 5.516 | 3.152 | 0.591
7819309 | AHL Knob, Vitotronic | 4 | 0.0088185 | 3.94 | 2.955 | 0.591
7552458 | Air Bleed Cap 3/8" (hex) DN25B | 8
7861255 | Air Bleed Cap 3/8" (slotted) DN20B | 9
7815662 | Air Bleed Cap, G½" (Each) | 10 | 0.088185 | 0.985 | 0.788 | 0.788
7831455 | Air Bleed Header WB2B / B2Hx 160/199 | 190 | 5.5997 | 9.062 | 7.683 | 8.274
7552468 | Air Bleed Key, square 5mm DN25B | 5
7822353 | Air Bleed Valve, G3/8 B2xx 68-125 | 24 | 0.081571 | 1.97 | 1.97 | 0.788
9543615 | Air Damper Motor G120/G200/G400 | 450
7827414 | Air Intake Cap WB1B / WB2B-19/26/35 | 9 | 0.044092 | 2.167 | 2.167 | 0.788
7827389 | Air Intake Cover WBxB / B2xx | 9 | 0.13228 | 4.137 | 4.137 | 0.591
7252740 | Air Press. Sensing Tube VG | 9 | 0.044092 | 5.516 | 3.152 | 0.394
7832923 | Air Press. Switch LGW10A2 VGA | 163 | 0.5732 | 4.925 | 4.925 | 3.546
7813548 | Air Press. Switch VG | 164 | 0.50706 | 11.82 | 5.91 | 1.97
9543630 | Air Press. Switch, 1-20"w.c. G/GL/RGL1-7 | 502
7824453 | Air Pressure Switch 220/150 Pa WB1A | 99 | 0.30865 | 5.713 | 5.516 | 3.546
7826538 | Air Separator | 160 | 5.247 | 16.942 | 9.062 | 3.349
7441988 | Air Separator DNHX | 92
7861079 | Air Stop, ¾" brass (1 of 2) DN20 | 129
9549539 | Air Switch Tube + Connector G200-G900 | 31
9668977 | Air Vent (Afriso) w Shut-off Base 3/8" | 19
7819971 | Air Vent, G3/8" WBxx / B2Hx | 32 | 0.22046 | 7.092 | 3.94 | 1.3396
7822791 | Air+Gas Inlet Venturi Type 002 WB1A | 126 | 0.92594 | 4.925 | 4.925 | 3.546
9560579 | Aluminum Washer, 14mm RS | 9
9543875 | Aquastat (HW) L4008A1189/B EC | 220 | 0.80028
7133297 | Aquastat (HW, wired) L4008A1189/B EC | 220
7510998 | Assembly Set H for Walls SP2A | 82 | 1.9842 | 5.122 | 3.94 | 1.97
7507750 | Assembly Set H SPE/SP2A | 63 | 1.1464 | 8.865 | 6.107 | 1.576
ZK02294 | Auto Air Vent w Air Separator DN20 | 140
7861189 | Auto Air Vent w Air Separator DN20B | 129
7134824 | Auto Air Vent w Air Separator DN25 | 176
7552459 | Auto Air Vent w Air Separator DN25B | 103
7316049 | Auto Air Vent w Air Separator Vitosol | 133 | 1.896 | 8.668 | 4.137 | 2.955
9543423 | Aux. Pump Switching Mod.f KW2/3/WB2/TMK | 288 | 3.0005
7822749 | Back Cover, Control Console WB2B | 25 | 1.5212 | 20.094 | 11.82 | 6.304
7837306 | Backflow Preventer V N-70 | 49 | 0.022046 | 1.97 | 1.576 | 0.788
9549651 | Baffle, Heat Exchanger RS | 42
7316275 | Ball Valve w Flow-Chk Valve Solar Divic. | 142 | 2.0283 | 5.91 | 3.94 | 3.152
7828933 | Ball Valve w Gasket (Supply/Return Pipe) | 89 | 1.9842 | 10.244 | 6.698 | 2.364
7552460 | Ball Valve, 1" (return) DN25B | 92
7815710 | Ball Valve, 1¼" Divicon | 165 | 2.4251 | 6.501 | 6.304 | 3.94
7815709 | Ball Valve, 1¼" w FCV Divicon | 207 | 2.381 | 6.304 | 6.304 | 4.137
7861192 | Ball Valve, return (w safety hdr) DN20B | 241
7441977 | Ball Valve, Return ¾" x ¾" DNHX | 72
7441997 | Ball Valve, Supply ¾" x ¾" DNHX/DN20B | 72
7814863 | Ball Valve,½" w Handle WB2A-44/60 | 31 | 0.26455 | 4.728 | 4.334 | 0.788
7134815 | Ball Valve/FCV, ¾" (return) DN20 | 46
7134817 | Ball Valve/FCV, ¾" (supply) DN20 | 46
7134816 | Ball Valve/FCV, 1" (return) DN25 | 89
7134818 | Ball Valve/FCV, 1" (supply) DN25 | 89
7552457 | Ball Valve/FCV, 1" (supply) DN25B | 85
7837868 | Base (CEG Motor) Solar Chg Stn | 24
7817391 | Base Panel CHA/EHA 160L | 138 | 11.464 | 37.43 | 29.353 | 4.728
7817392 | Base Panel CHA/EHA 200L | 138
7334343 | Base Panel Cover VR2-18/22/27/33 | 80 | 5.1588 | 37.43 | 27.58 | 3.349
7817680 | Base Panel WB2A-44/60 | 50 | 1.9842 | 23.246 | 10.244 | 0.00788
7811035 | Base Plate, HK1/HK1M | 34 | 0.26455 | 11.032 | 9.456 | 1.379
7820972 | Base Shield, WB2A-24/32 | 25 | 0.79366 | 19.7 | 9.259 | 1.97
7818541 | Base Shield, WB2A-44/60 | 126 | 4.1226 | 23.443 | 14.775 | 1.773
7571785 | Basic Vent Kit (CG) 100/150 | 513
7571783 | Basic Vent Kit (CG) 60/100 | 266
7571784 | Basic Vent Kit (CG) 80/125 | 306
7333257 | Beipack VertiCell HG/I | 137 | 0.5732 | 11.82 | 5.91 | 2.364
7134780 | Bird Screen, S.S. 2" (Set of 2) CPVC | 24 | 0.050706
7134781 | Bird Screen, S.S. 3" (Set of 2) CPVC | 33 | 0.050706
7134782 | Bird Screen, S.S. 4" (Set of 2) CPVC | 39 | 0.099208
7814319 | Blank Cover Dekamatik Programming Unit | 46 | 0.33069 | 9.259 | 5.713 | 3.349
5154086 | Blast Tube Adj. Screw VG | 22 | 0.48502 | 6.698 | 4.728 | 3.94
7810144 | Blast Tube Unit Burner VEI-39/40 | 162 | 1.1905 | 6.304 | 6.304 | 3.94
5072082 | Blast Tube Unit Burner VEI-41 | 166 | 1.2765 | 6.501 | 6.107 | 3.743
5072083 | Blast Tube Unit Burner VEI-42 | 209 | 0.92594 | 4.0582 | 0.0591 | 5.0432
7810146 | Blast Tube Unit Burner VEI-43 | 227 | 1.5873 | 8.274 | 5.122 | 5.91
7813182 | Blast Tube VGA 18-40, VG 18-33 | 182 | 1.0141 | 5.122 | 5.122 | 4.728
7812933 | Blast Tube, VEM-18/22/33 | 227 | 1.2787 | 5.516 | 5.516 | 3.94
7811775 | Blast Tube, VEM-40/50/63 | 267 | 1.3228 | 8.077 | 7.88 | 6.107
7835809 | Bleeding Hose, 10x1.5x1500 B2xx 68-125 | 42 | 0.30865 | 10.244 | 9.85 | 1.97
7134159 | Blocked Vent Sw. Assly 200°F w Bkt GS10 | 36
9543719 | Blocked Vent Switch 200F 60T14L200F | 31
9543729 | Blocked Vent Switch 235F/113C f 60T15 | 49
7133549 | Blocked Vent Switch Assly 235°F | 36
7134541 | Blocked Vent Switch, Oil Vitoflame 100 | 209
7818082 | Blower Wheel 133mm, VEM 18-40, VGA 18-33 | 61 | 0.74957 | 9.259 | 8.865 | 1.576
7818081 | Blower Wheel 133x62mm, VGA/VEM | 78 | 0.87744 | 6.304 | 6.304 | 3.94
9502624 | Blower Wheel, 140x34mm BE18/22/29 VEII | 137
7814879 | Blower Wheel, 146 x 52mm VEC 40/50 | 70 | 0.88185 | 6.501 | 6.304 | 3.94
7814875 | Blower Wheel, 146x34mm Dia. VEC/VG 18-33 | 80 | 0.77162 | 6.501 | 6.304 | 3.94
9549528 | Blower Wheel, F10/M10/G400 | 103
9543480 | Blower Wheel, G120/200 | 60
7823238 | Boiler Fill/Drain Valve WB2A-24C/24/32 | 42 | 0.29321 | 4.728 | 1.182 | 1.182
9507594 | Boiler Section, Inter Sight Pil Lf AR/EC | 226
9507595 | Boiler Section, Inter Sight Pil Rt AR/EC | 279
9543960 | Boiler Section, Inter. Plain AR/EC | 689
9507592 | Boiler Section, Left Side AR/ECD/ECV | 288
5560138 | Boiler Section, Left Side RN w ¾" NPT | 198 | 62.8317
5560139 | Boiler Section, Mid RN | 237 | 57.3201
5560140 | Boiler Section, Mid RN w ¾" NPT SnsrOp | 198 | 58.4224
9507593 | Boiler Section, Right Side AR/ECD/ECV | 288
5560137 | Boiler Section, Right Side RN | 220 | 60.627
9543961 | Boiler Shell, 7 Sec Vi-C 55 AR | 1792 | 374.7854
9543962 | Boiler Shell, 8 Sec Vi-C 63 AR | 2130 | 429.9009
7820125 | Boiler Sply/Return Connects WB2A 24C-32 | 207 | 2.3369 | 10.244 | 4.334 | 2.364
7560569 | Boiler Stand, WB/B1/B2 v2 | 540 | 65.001
7133384 | Boiler Temp. Indication Unit WB2A | 211 | 1.1023
7818414 | Bolt (Door Hinge) 11x80x75mm BE/VSB | 15 | 0.22046 | 4.728 | 3.152 | 0.788
7819788 | Bolt, M6 WB2A-24C | 9 | 0.022046 | 5.319 | 3.152 | 0.3152
9640797 | Bottom Panel CPK | 119
9543384 | Bracket, Pilot Ignitor EC/RN | 16
7133478 | Burner Cable w #41 Plug (Female) ECD | 31
7133479 | Burner Cable w #41 Plug (Male) ECD | 24
7133981 | Burner Cable w #41 Plug GS10 | 92
9549842 | Burner Cable w #41 Plug RS w Sfgrd 6Wr | 36
7134623 | Burner Cable w #41 Plug, 15" (Female)Rlo | 31
9543981 | Burner Cable,25' w double #41 Plug | 92
9544440 | Burner Cover (RED), Riello F3 | 198 | 6.6095
9544449 | Burner Cover (RED), Riello G200 | 198 | 6.6095
7865532 | Burner Ctrl, LGM29.55 WB2A | 1245 | 1.25
7818898 | Burner Ctrl, LOA24 RotriX 18-27kW | 209 | 0.48502 | 4.334 | 3.152 | 3.152
7815798 | Burner Ctrl, Oil f VEC | 186 | 0.48502 | 4.334 | 3.152 | 3.152
7822081 | Burner Ctrl, Oil f VEM | 215 | 0.5732 | 4.334 | 3.152 | 3.152
7815797 | Burner Ctrl, VGA / VG | 676 | 0.52911 | 4.334 | 3.152 | 3.152
7818067 | Burner Flange, VGA/VEM | 73 | 1.411 | 7.88 | 7.88 | 5.122
7817746 | Burner Gasket (Primary), WB2A | 33 | 0.39683 | 15.366 | 11.82 | 0.591
7817698 | Burner Gasket (Secondary), WB2A | 54 | 1.3007 | 22.852 | 19.7 | 0.591
7818117 | Burner Gasket WB2A-24/32 | 33 | 0.24251 | 9.456 | 9.456 | 0.788
7817692 | Burner Gasket WB2A-44/60 / CU3A | 144 | 0.61729 | 17.73 | 9.062 | 1.379
7836177 | Burner Gasket, 187x5.5mm WB / B2 | 34 | 0.27337 | 9.456 | 9.456 | 0.788
7836178 | Burner Gasket, 299x5.6mm WB2B / B2Hx | 85 | 0.44092 | 17.73 | 8.865 | 1.379
7817237 | Burner Hood, Retrofit Vitoflame Gas | 322 | 3.9683 | 15.169 | 13.79 | 14.184
7819492 | Burner Hood, VEC/VG-18/22/33 VB2 | 384 | 11.4199 | 23.837 | 23.837 | 15.76
7819493 | Burner Hood, VEC/VG-40/50/63 VB2 | 408 | 17.9456 | 31.52 | 31.52 | 14.972
7818091 | Burner Hood, VGA/VEM-18/22/33 | 384 | 10.8908 | 23.64 | 23.64 | 15.76
7818090 | Burner Hood, VGA/VEM-40/50/63 | 348 | 15.9174 | 26.398 | 26.398 | 23.837
7218504 | Burner Housing Gskt, VGA/VG/VEM/VEC | 21 | 0.22046 | 9.85 | 9.85 | 0.394
9560575 | Burner Manifold RS-08 | 396
9560576 | Burner Manifold RS-11 | 478
9560577 | Burner Manifold RS-14 | 534
7836856 | Burner Motor, 120/1/60 VEM | 374 | 8.5098 | 9.062 | 7.88 | 8.274
7822084 | Burner Motor, 120/1/60 VGA EB95C52/2T | 297 | 6.1729
7812116 | Burner Motor, VG w Capacitor | 198 | 6.1729
7132102 | Burner Motor,208/3 D90 G/L/GL1 | 4664 | 6.1729
9544253 | Burner Motor,Riello F3-10,BF3-5,G120-400 | 420 | 6.1729
7847354 | Burner Mounting Flange Assly WB1B | 247 | 3.2628 | 13.002 | 12.017 | 5.91
7836999 | Burner Mounting Flange Assly B2xA 19-35 | 228 | 3.2628 | 13.396 | 12.017 | 5.91
7373110 | Burner Mounting Flange Assly WB1A | 103
7847354 | Burner Mounting Flange Assly WB1B | 247 | 3.5494 | 13.396 | 12.214 | 6.698
7818369 | Burner Mounting Flange Assly WB2A 44-60 | 551 | 8.9948 | 14.972 | 14.972 | 9.062
7826519 | Burner Mounting Flange Assly WB2B 19-35 | 135 | 3.6156 | 13.002 | 12.017 | 5.713
7826530 | Burner Mounting Flange Assly WB2B 45-100 | 165 | 7.0989 | 20.488 | 16.351 | 9.062
7822784 | Burner Tube Gasket WB1A | 21 | 0.088185 | 4.531 | 4.531 | 0.394
7134428 | Burner Tube GS1 | 92 | 2.2046
7134429 | Burner Tube GS10 | 146
9507051 | Burner Tube Mounting Saddle AR/ECD/V | 6 | 0.044092 | 2.758 | 1.182 | 0.788
Z009446 | Burner Tube Set WB2B-105 w PPCM | 2048
Z009445 | Burner Tube Set WB2B-80 | 848
7834952 | Burner Tube Set, NG WB2B-105 | 763
7834951 | Burner Tube Set, NG WB2B-80 | 763
7822783 | Burner Tube WB1A | 153 | 1.0582 | 8.274 | 5.319 | 5.516
7828717 | Burner Tube WB1B/B1xA | 111 | 1.1684 | 7.092 | 7.092 | 7.092
7826513 | Burner Tube WB2B / B2xx | 205 | 1.2787 | 6.895 | 6.895 | 6.895
9543939 | Burner Tube, 5 Port Special 103.1393.00 | 60 | 0.74957
9507642 | Burner Tube, 6 Port 103.0679.12 | 118 | 0.74957
7826512 | Burner Tube, NG/LP B2xx 68 | 171 | 1.2125 | 6.698 | 6.698 | 6.895
7815653 | Burner Tube, Pilot RN | 64 | 0.66139 | 10.638 | 3.152 | 3.152
7815540 | Burner Tube, RN | 87 | 0.66139 | 10.8744 | 2.2458 | 2.2458
9543001 | Burner-Out Cable RS/GS10 | 30
7828756 | Bypass Cartridge CPK | 54 | 0.13228 | 8.7862 | 8.9832 | 0.394
7855249 | Cable 1m shielded 2xRJ45-Steward GW6C | 39 | 0.11023 | 5.516 | 4.334 | 0.591
9544298 | Cable Clamp, ¾" WHT | 2
9544299 | Cable Clamp, 3/8" x ½" BLK | 2
9544300 | Cable Clamp, 5/16" x ½" BLK | 2
7819916 | Cable Clip, KW2/KW3 | 12 | 0.044092 | 5.516 | 3.152 | 0.591
9560181 | Cable Conn, ½" Skintght CSA LR-50370-M | 17
7819936 | Cable Entry Cover WB2 | 13 | 0.26455 | 10.0864 | 2.7974 | 1.9306
7819939 | Cable Entry Plug (pair) WB2 | 13 | 0.044092 | 5.516 | 3.152 | 0.788
5216644 | Cable Entry Plug (Raw) WB2A | 4
7819935 | Cable Entry Strip WB2 | 19 | 0.044092 | 9.85 | 5.91 | 0.0788
7839836 | Cable Tie (each) B2xx 68-125 | 35 | 0.019842 | 5.91 | 4.728 | 0.197
9543252 | Cable Tie, 215mm BLK | 2
7816460 | Cad Cell (Siemens), QRB1B-A30Y25H VEM | 56 | 0.044092 | 4.137 | 3.349 | 0.7092
7814878 | Cad Cell Bracket | 6 | 0.044092 | 5.516 | 3.152 | 0.394
9500154 | Cad Cell Bracket VEC | 7 | 0.022046
9543490 | Cad Cell F3-F20, BF3-BF5 | 31
7441983 | Cap, ¾" x 11½ GHT DNHX / DN20B | 9
9543279 | Cap, 1" BMI RS | 4
9641021 | Cap, 1" BSPT (Rp) Brass LL | 17
9641022 | Cap, 1¼" BSPT (Rp) Brass LL | 29
9641148 | Cap, 2" BMI | 9
9543498 | Capacitor, 10MF G120-G900 | 60 | 0.52911
9543612 | Capacitor, 12.5MF F3-F10, BF3-BF5 | 60 | 0.52911
7741037 | Carlin DV Kit US | 57
9560462 | Central Front Panel RS-08 SIL | 85
9560463 | Central Front Panel RS-11 SIL | 478
7820883 | Ceram Packing 20 x 15 L=1000 VSB | 50 | 1.0185 | 9.85 | 8.274 | 1.576
7133337 | Chassis Burner NG, VB2-18 | 3302 | 55.1023
7133338 | Chassis Burner NG, VB2-22 | 3302 | 55.1023
7133339 | Chassis Burner NG, VB2-33 | 3302 | 55.1023
Z001026 | Chassis Burner, NG, VB2-18 w Burner Hood | 3862
Z001027 | Chassis Burner, NG, VB2-22 w Burner Hood | 3862
Z001028 | Chassis Burner, NG, VB2-33 w Burner Hood | 3862
7134825 | Circ Pump (Wilo) Star 16U-15 120/1/60 | 309
7133399 | Circ Pump UP43-75F Rast-5 w Flange Set | 762 | 15.0002
7823991 | Circuit Board (120V pwr supply) | 249 | 0.30865 | 5.713 | 5.516 | 2.167
7826202 | Circuit Board (120V pwr supply)Vitosolic | 349
7814430 | Circuit Board (comm + sensors) HK/SH 2/4 | 435 | 0.48502 | 6.304 | 6.107 | 3.94
7815969 | Circuit Board (ctl software) HK/SH 2/4 | 879 | 0.39683 | 6.501 | 6.304 | 3.94
7814500 | Circuit Board (ctl software), E8.2 KR | 638 | 0.44092 | 6.501 | 6.304 | 3.94
7828192 | Circuit Board (ctl software), KW2/KW3 | 203 | 0.17637 | 5.713 | 5.319 | 1.97
7828194 | Circuit Board (ctl software), MW1 | 198 | 0.20283 | 5.713 | 5.319 | 1.97
7828195 | Circuit Board (ctl software), MW2 | 247 | 0.22046 | 5.713 | 5.319 | 1.97
7831930 | Circuit Board (ctl software), NR2 | 247 | 0.17637 | 5.7918 | 5.319 | 1.97
7509610 | Circuit Board (exp. functions) B2xx | 102 | 0.30865 | 6.107 | 4.137 | 2.561
7823033 | Circuit Board (LON Module Adaptor) B2xx | 70 | 0.088185 | 4.334 | 3.152 | 2.955
7841622 | Circuit Board (LON, IU100-B10) | 245 | 0.17637 | 5.91 | 5.319 | 2.167
7829305 | Circuit Board (m.v. exp), KW2/KW3 TD | 162 | 0.16094 | 5.713 | 5.319 | 2.167
7829790 | Circuit Board (m.v. exp), MW1/MW2/GW2 | 276 | 0.15432 | 5.8312 | 5.3584 | 1.97
7373081 | Circuit Board (pwr supply) 7134517 | 260
7841107 | Circuit Board (pwr supply,SP102-A20 NRX) | 303 | 0.30865 | 5.91 | 5.319 | 2.167
7814427 | Circuit Board (Relay) Dek SH2/SH4 | 358 | 0.48502 | 6.304 | 6.304 | 3.94
7814444 | Circuit Board (Relay) HK4 | 249 | 0.44092 | 5.713 | 5.122 | 2.167
7837934 | Circuit Board (software, CU102) GC/GW/HK | 229 | 0.13228 | 5.122 | 1.97 | 0.0394
7837935 | Circuit Board (software, CU102) MW1B | 229 | 0.15432 | 5.713 | 5.319 | 2.167
7837936 | Circuit Board (software, CU102) MW2B | 229 | 0.15432 | 5.713 | 5.319 | 2.167
7819938 | Circuit Board Cover, VR20 WB2 | 9 | 0.088185 | 9.85 | 5.713 | 1.576
7840362 | Circuit Board CU102 GC/GW/HK | 220 | 0.13228 | 5.91 | 5.319 | 2.364
7814508 | Circuit Board E 6.3 TMK-CFL | 637 | 0.44313 | 8.668 | 5.516 | 1.182
7830250 | Circuit Board E 6.3 v3 TMK-CFL | 622 | 0.44092 | 6.304 | 6.304 | 3.94
7819950 | Circuit Board, Adaptor WB2 | 105 | 0.088185 | 7.486 | 4.728 | 0.6698
7822939 | Circuit Board, Adaptor WB2 | 45 | 0.044092 | 5.516 | 3.349 | 1.1032
7818380 | Circuit Board, Connection Box WB2A-44/60 | 284 | 0.4277 | 9.259 | 7.486 | 3.546
7818266 | Circuit Board, KW2 | 533 | 0.98987
9544419 | Circuit Board, LED KK10/KW10 | 146 | 0.98987
9549848 | Circuit Board, Pump Ctrl Mod. Div/TMK-MC | 327 | 0.98987
9544150 | Circuit Board, Pump Ctrl Mod. HK1 Univ. | 327 | 0.98987
9560598 | Circuit Board, Pump Ctrl Mod. KW3 | 303 | 0.98987
9544371 | Circuit Board, Pump Ctrl Mod. TMK-MC | 325 | 0.98987
9544147 | Circuit Board, Pump Ctrl Mod. TMK-RN | 327 | 0.98987
9544152 | Circuit Board, Pump Ctrl Mod. TMK-RN | 327 | 0.98987
7424124 | Circuit Board, PumpCtrlMod WB2B 7424122 | 562
7439429 | Circuit Board, PumpCtrlMod WB2B 7436069 | 562
7814422 | Circuit Board, SR | 119 | 0.26455 | 5.91 | 5.122 | 2.364
7134328 | Circuit Board, VR20 WB2A | 388 | 0.39904
7837152 | Circuit Boards (ETS/OptoLink, SA142/143) | 260 | 0.15432 | 5.713 | 5.319 | 2.167
7834781 | Circuit Boards (Optolink,SA142/143) HK1B | 218 | 0.13228 | 5.91 | 5.516 | 1.97
7855874 | Circuit Breaker (Eaton) 10A | 133 | 0.2866 | 4.334 | 2.955 | 0.788
7855873 | Circuit Breaker (Eaton) 16A | 140 | 0.2866 | 4.137 | 2.758 | 0.788
7820792 | Clamp (Fresh Air Hose D70-90, Set 2)CU3A | 22 | 0.22046 | 3.94 | 3.94 | 1.182
7316271 | Clamping Ring Connection Solar Divicon | 14 | 0.17637 | 5.122 | 3.152 | 0.788
7818323 | Cleaning Brush Handle 1000mm, M10 | 30 | 1.2787 | 39.4 | 3.94 | 0.394
7815142 | Cleaning Brush Handle 1200mm, M10 VB2-63 | 30 | 1.4991 | 47.28 | 3.94 | 0.394
7815076 | Cleaning Brush Handle 800mm, M10 | 30 | 1.1023 | 31.323 | 4.531 | 0.591
7815013 | Cleaning Brush w Handle 13x28x80mm GS1 | 12 | 0.088185 | 21.67 | 4.728 | 0.788
7242286 | Cleaning Brush with Handle | 40 | 1.411 | 36.642 | 4.728 | 3.152
7423025 | Cleaning Kit, Plate Heat Exch.WB2A 6-24C | 213
7858492 | Cleaning Kit, Vitodens | 55 | 0.26455 | 7.092 | 1.97 | 1.182
7819174 | Cleanout Cover RK4/RL4 | 64 | 3.4172 | 10.441 | 10.441 | 3.546
7133556 | Cleanout Cover Subassly ECD-065/080 | 6
7133557 | Cleanout Cover Subassly ECD-100/115 | 6
7133558 | Cleanout Cover Subassly ECD-140/155 | 7
7133559 | Cleanout Cover Subassly ECD-180/200 | 10
7822708 | Clip (Ctrl Housing, Set of 10) WB2B | 14 |  | 2.364 | 3.152 | 0.985
7827944 | Clip (Set of 5) B2xx 19-35 | 24 | 0.044092 | 4.137 | 2.955 | 0.788
7828758 | Clip D= 8 (Set of 5) CPK | 31 | 0.13228 | 8.7862 | 8.9832 | 0.3546
7828759 | Clip D=10 (Set of 5) CPK | 18 | 0.088185 | 8.7862 | 8.9832 | 0.394
7828760 | Clip D=13.5 (Set of 5) DHW | 18 | 0.17637 | 8.7862 | 8.9832 | 0.4334
7828761 | Clip D=16 (Set of 5) CPK | 20 | 0.17637 | 8.7862 | 8.9832 | 0.4334
7828762 | Clip D=18 (Set of 5) CPK | 17 | 0.13228 | 8.7862 | 8.9832 | 0.3546
7827943 | Clip D=8 (Set of 5) WB / B2 | 17 | 0.044092 | 51.22 | 39.4 | 1.97
7815272 | Clip f Door Pin ECD/V/RN | 8 | 0.0088185 | 5.516 | 3.152 | 0.591
7538989 | Clip for Assembly Kit (4 Pcs) | 19 | 0.33069 | 5.319 | 3.152 | 1.182
7538990 | Clip for Assembly Kit (6 Pcs) | 30 | 0.48502 | 1.576 | 1.576 | 0.394
7838791 | Clip for Assembly Kit (long) SVK | 12 | 0.13228 | 5.122 | 3.152 | 0.3152
7509069 | Clip for Assembly Kit (long, Set 2) SVK | 10 | 0.22046 | 6.304 | 3.743 | 0.591
7828763 | Clip SIV spec.(Set of 5) CPK | 89 | 0.17637 | 8.7862 | 8.9832 | 0.5122
7441959 | Clip, d = 8mm DNHX | 5
5204695 | Clip, WB2 Ctrl Console | 4 | 0.011023
7820841 | Clips (Set) WB2A-24C/24/32 | 83 | 0.015432 | 7.88 | 5.91 | 5.91
7664166 | Coaxial Adaptor (CG) 110-80 110/160 CU3A | 161
7664165 | Coaxial Adaptor (CG) 80-80 80/125 CU3A | 150
7664162 | Coaxial Increaser (CG) 60/100 to 110/160 | 147
7664161 | Coaxial Increaser (CG) 60/100 to 80/125 | 60
7664163 | Coaxial Increaser (CG) 80/125 to 110/160 | 122
7416060 | CoCo OT Adaptor WB1 | 371 | 0.35053
7833211 | Coding Card 201B:0207 | 28 | 0.044092 | 5.91 | 3.94 | 0.591
7450080 | Coding Plug "CB" | 37 | 0.044092 | 1.97 | 1.379 | 0.394
7450089 | Coding Plug "CE" RMT | 22 | 0.044092 | 1.97 | 1.379 | 0.394
7818915 | Coding Plug "E1" VB2 | 26 | 0.044092 | 7.486 | 4.728 | 0.788
7818914 | Coding Plug "F0" GS1 | 26 | 0.044092 | 7.486 | 4.728 | 0.788
7450081 | Coding Plug "FO" RN1 | 38 | 0.013228 | 4.728 | 7.88 | 0.394
7833221 | Coding Plug 2024:0103 0-5000ft WB2B-19 | 28 | 0.044092 | 7.683 | 4.728 | 0.788
7424902 | Coding Plug 2024:4142 >5000ft WB2B-19 | 30
7424903 | Coding Plug 2024:4142 >5000ft WB2B-26 | 30
7424904 | Coding Plug 2024:4142 >5000ft WB2B-35 | 30
7833223 | Coding Plug 2025:0103 0-5000ft WB2B-26 | 28 | 0.044092 | 3.94 | 1.97 | 0.788
7833225 | Coding Plug 2026:0103 0-5000ft WB2B-35 | 28 | 0.044092 | 3.94 | 1.97 | 0.788
7833227 | Coding Plug 2027:0103 0-5000ft WB2B-45 | 28 | 0.044092 | 2.561 | 1.182 | 0.591
7424905 | Coding Plug 2027:4142 >5000ft WB2B-45 | 30
7833229 | Coding Plug 2028:0103 0-5000ft WB2B-60 | 28 | 0.044092 | 5.91 | 4.137 | 0.788
7424906 | Coding Plug 2028:4142 >5000ft WB2B-60 | 30
7833231 | Coding Plug 2029:0103 0-5000ft WB2B-80NG | 28 | 0.044092 | 3.94 | 1.97 | 0.788
7424907 | Coding Plug 2029:4142 >5000ft WB2B-80 NG | 30
7833391 | Coding Plug 202A:0102 0-5000ft WB2B-105 | 28 | 0.044092 | 5.91 | 4.137 | 0.788
7833233 | Coding Plug 202A:0103 0-5000ftWB2B-105NG | 28 | 0.046297 | 7.092 | 4.728 | 0.591
7424910 | Coding Plug 202A:4142 >5000ft WB2B-105NG | 30
7833390 | Coding Plug 202D:0101 0-5000ft WB2B-80 | 28 | 0.19842 | 5.91 | 3.94 | 1.182
7428965 | Coding Plug 202D:4141 >5000ft WB2B-80 | 25 | 0.044092 | 3.94 | 1.97 | 0.985
7428966 | Coding Plug 202E:4141 >5000ft WB2B-105 | 25
7841686 | Coding Plug 246E:0302 B2TA 35 | 28 | 0.044092 | 3.94 | 1.97 | 0.985
7832273 | Coding Plug 4030:04 | 59 | 0.022046 | 3.94 | 1.576 | 0.197
7834888 | Coding Plug NIT >5000ft WB2B-105 | 49
7834886 | Coding Plug NIT >5000ft WB2B-80 | 49
7834887 | Coding Plug NIT 0-5000ft WB2B-105 | 26 | 0.044092 | 3.94 | 1.97 | 0.788
7834885 | Coding Plug NIT 0-5000ft WB2B-80 | 26 | 0.044092 | 3.94 | 1.97 | 0.788
9543489 | Coil F3-F20, BF3-BF5 | 42
7838781 | Collector Adaptor SVK | 25
9543914 | Collector Box ECV-065/080 | 198
9543915 | Collector Box ECV-100/115 | 219
9543916 | Collector Box ECV-140/155 | 237
9543917 | Collector Box ECV-180/200 w Flue Bffl | 260
9543935 | Collector Box Insulation ECV-065/080 | 12
9543936 | Collector Box Insulation ECV-100/115 | 16
9543937 | Collector Box Insulation ECV-140/155 | 16
9543938 | Collector Box Insulation ECV-180/200 | 23
7839085 | Collector Fastener (Each) SPE | 17 | 0.044092 | 4.0582 | 1.0638 | 0.1576
7248981 | Collector Support H 25°-45° | 308 | 18.2543 | 47.28 | 8.274 | 4.334
7248982 | Collector Support H 50°-80° | 351 | 20.9439 | 47.28 | 8.274 | 3.94
7248983 | Collector Support V 25°-60° | 477 | 40.3225 | 97.712 | 8.274 | 4.334
7507744 | Collector Support V 30° Vitosol | 377 | 24.6917 | 100.47 | 7.486 | 4.334
7507745 | Collector Support V 45° SPE/SP2A | 377 | 27.3814 | 100.47 | 7.486 | 4.334
7507746 | Collector Support V 60° SPE/SP2A | 377 | 29.101 | 104.016 | 11.032 | 5.122
7838800 | Collector Support, bottom SP2A | 11 | 0.26455 | 13.199 | 3.152 | 2.364
7838799 | Collector Support, top SP2A | 9 | 0.088185 | 3.94 | 3.152 | 2.758
7811840 | Comb. Chamber 13516-40 | 420 | 19.4668 | 29.944 | 10.244 | 10.244
7811842 | Comb. Chamber 13516-41 | 449 | 23.1044 | 11.426 | 11.426 | 27.974
7811921 | Comb. Chamber 13516-43 | 969 | 35.8912 | 14.184 | 14.184 | 35.854
7811923 | Comb. Chamber BE-18 | 483 | 16.4906 | 24.034 | 9.062 | 9.062
7811924 | Comb. Chamber BE-22 | 515 | 19.8416 | 23.64 | 10.244 | 10.244
7811927 | Comb. Chamber BE-46 | 1012 | 42.7476 | 15.76 | 15.76 | 36.445
7812496 | Comb. Chamber BEA-18 | 449 | 14.9473 | 24.034 | 9.456 | 9.456
7812497 | Comb. Chamber BEA-22 | 515 | 18.3424 | 26.595 | 10.638 | 10.638
7812498 | Comb. Chamber BEA-29 | 633 | 22.7517 | 11.82 | 11.82 | 31.914
7812499 | Comb. Chamber BEA-35 | 745 | 31.3277 | 14.184 | 14.184 | 32.308
7812500 | Comb. Chamber BEA-46 | 969 | 38.7352 | 36.642 | 14.972 | 14.972
7812504 | Comb. Chamber BEA-58 | 1012 | 42.1744 | 40.976 | 12.805 | 12.805
7303624 | Comb. Chamber Door BE/BEA-18 | 341 | 17.637
7823485 | Comb. Chamber Door BEA-22 | 456 | 20.7675 | 18.715 | 16.548 | 5.516
7823486 | Comb. Chamber Door BEA-29 | 509 | 24.2508 | 19.306 | 19.306 | 4.925
7823487 | Comb. Chamber Door BEA-35 | 668 | 34.9212 | 20.882 | 20.882 | 5.122
7823488 | Comb. Chamber Door BEA-46/58 | 848 | 45.4152 | 22.852 | 23.049 | 5.122
9560549 | Comb. Chamber Door RS | 60
7834528 | Comb. Chamber Door VB2-18 ASME | 592 | 22.2667 | 17.73 | 16.548 | 5.122
7834529 | Comb. Chamber Door VB2-22 ASME | 625 | 24.9122 | 18.912 | 17.73 | 5.122
7834530 | Comb. Chamber Door VB2-33 ASME | 625 | 28.6601 | 21.276 | 21.079 | 5.122
7834531 | Comb. Chamber Door VB2-40 ASME | 625 | 35.5826 | 23.246 | 23.246 | 5.122
7834532 | Comb. Chamber Door VB2-50/63 ASME | 622 | 42.6814 | 23.246 | 23.246 | 5.122
9560559 | Comb. Chamber Fixing Plt RS | 12
7822232 | Comb. Chamber Insert VB2-18 | 449 | 14.9032 | 25.61 | 9.062 | 9.062
7823269 | Comb. Chamber Insert w Refr VB2-18 | 449 | 13.6246 | 25.61 | 9.456 | 9.456
7823270 | Comb. Chamber Insert w Refr VB2-22 | 515 | 17.6149 | 10.244 | 10.244 | 27.186
7819202 | Comb. Chamber Insert w Refr VB2-33 | 600 | 24.5154 | 34.672 | 11.426 | 11.426
7819203 | Comb. Chamber Insert w Refr VB2-40 | 676 | 31.0631 | 13.79 | 13.79 | 33.687
7819204 | Comb. Chamber Insert w Refr VB2-50 | 884 | 38.7572 | 38.809 | 14.972 | 14.972
7819205 | Comb. Chamber Insert w Refr VB2-63 | 916 | 42.4389 | 43.34 | 14.972 | 14.972
7811678 | Comb. Chamber Mono-Vitola 35-43 | 557 | 30.1812 | 14.184 | 14.184 | 27.974
7811919 | Comb. Chamber Mono-Vitola 42 | 787 | 28.3955 | 13.79 | 13.79 | 29.55
7811679 | Comb. Chamber Mono-Vitola 46-56 | 663 | 34.8771 | 13.79 | 13.79 | 35.46
7812622 | Comb. Chamber VBC-18 | 416 | 13.9773 | 24.428 | 9.456 | 9.456
7812623 | Comb. Chamber VBC-22 | 478 | 17.637 | 10.244 | 10.244 | 27.186
7812625 | Comb. Chamber VBC-33 | 600 | 24.1185 | 33.884 | 11.82 | 11.82
7812626 | Comb. Chamber VBC-40 | 676 | 30.9088 | 33.884 | 13.002 | 13.002
7812627 | Comb. Chamber VBC-50 | 884 | 38.6249 | 38.612 | 15.169 | 15.169
7812628 | Comb. Chamber VBC-63 | 916 | 42.3948 | 44.522 | 15.366 | 15.366
7241689 | Comb. Chamber VNE-27/33 | 356 | 5.71 | 13.593 | 10.047 | 8.668
7843246 | Comb.Ch.Dr.Refr. B2xB 68-125 | 119 | 2.1605 | 11.82 | 11.82 | 5.516
7828716 | Comb.Ch.Dr.Refr. WB1B | 73 | 2.2708 | 11.82 | 11.82 | 6.304
7828346 | Comb.Ch.Dr.Refr. WB2B-19/26/35 | 67 | 2.1605 | 10.244 | 9.062 | 4.334
7833462 | Comb.Chbr.Dr.Refr. BE/BEA-46/58 460mm | 234 | 12.1695 | 15.366 | 9.062 | 15.76
7817385 | Comb.Chbr.Dr.Refr. BE-18/13516-39 287mm | 187 | 3.1085 | 12.608 | 12.608 | 3.546
7230275 | Comb.Chbr.Dr.Refr. BE-22/13516 320mm | 187 | 2.2046 | 15.366 | 13.79 | 3.546
7817386 | Comb.Chbr.Dr.Refr. BE-22/13516-40 320mm | 187 | 3.7038 | 13.79 | 13.79 | 2.758
7817387 | Comb.Chbr.Dr.Refr. BE-29/13516-41 348mm | 187 | 3.329 | 14.578 | 14.578 | 2.758
7817388 | Comb.Chbr.Dr.Refr. BE-35/46 416mm | 214 | 5.0927 | 17.73 | 17.73 | 2.758
7833458 | Comb.Chbr.Dr.Refr. BEA-18 287mm | 172 | 5.5997 | 15.563 | 14.775 | 6.304
7833459 | Comb.Chbr.Dr.Refr. BEA-22 320mm | 175 | 6.4816 | 15.563 | 14.775 | 6.304
7833460 | Comb.Chbr.Dr.Refr. BEA-29 348mm | 176 | 8.0028 | 21.276 | 21.276 | 5.319
7833461 | Comb.Chbr.Dr.Refr. BEA-35 416mm | 198 | 11.8168 | 21.276 | 21.276 | 5.319
7812207 | Comb.Chbr.Dr.Refr. Mono 29/36 345mm | 187 | 3.7919 | 14.972 | 14.972 | 2.758
7819178 | Comb.Chbr.Dr.Refr. VB2/VBC-18 | 124 | 6.4375 | 13.396 | 12.411 | 6.107
7819181 | Comb.Chbr.Dr.Refr. VB2/VBC-40 | 122 | 14.308 | 21.276 | 21.276 | 5.91
7818029 | Comb.Chbr.Dr.Refr. VB2/VBC-50/63 | 133 | 15.9174 | 20.882 | 20.882 | 5.319
7819179 | Comb.Chbr.Dr.Refr. VB2-22 | 104 | 7.4516 | 15.366 | 14.972 | 6.304
7819180 | Comb.Chbr.Dr.Refr. VB2-33/VBC27-33 | 139 | 9.1712 | 15.366 | 14.972 | 6.304
7337917 | Comb.Chbr.Dr.Refr. VB2-40 411mm | 136 | 3.0887
Z000459 | Comb.Chbr.Dr.Refr. VR2-18-33 | 189
Z000645 | Comb.Chbr.Dr.Refr. VR2-40-63 | 282
7843241 | Comb.Chbr.Refr. B1xA / B2xB 68-125 | 119 | 2.0723 | 11.82 | 11.82 | 5.516
7812006 | Comb.Chbr.Refr. BE-46/13516-43 385mm | 85 | 8.2012 | 16.154 | 18.124 | 4.728
7811844 | Comb.Chbr.Refr. BEA-29/13516-41 278mm | 50 | 3.3731 | 14.972 | 12.214 | 5.319
7811838 | Comb.Chbr.Refr. BEA-35/13516-42 327mm | 50 | 5.6438 | 13.002 | 13.002 | 2.167
7818221 | Comb.Chbr.Refr. BEA-46/58,13516-43 | 64 | 6.3052 | 18.715 | 16.154 | 5.122
7827846 | Comb.Chbr.Refr. Front Ring WB1A | 75 | 1.9621 | 11.82 | 11.426 | 5.91
7827843 | Comb.Chbr.Refr. Rear Block WB1A | 64 | 2.2928 | 11.623 | 11.623 | 6.107
7830016 | Comb.Chbr.Refr. WBxB / B2xA 68-125 | 63 | 2.1605 | 11.82 | 11.82 | 6.304
7836998 | Combust Chamber Door Refrac.B2xA19/28/35 | 108 | 2.2267 | 11.82 | 11.82 | 5.713
7818069 | Comm. Module, 2-Wire BUS E2.9 Dek | 853 | 0.46297 | 6.501 | 6.304 | 3.94
7450560 | Comm. Module, 2-Wire BUS HK1 | 102 | 0.17637 | 5.91 | 5.319 | 2.167
7450564 | Comm. Module, 2-Wire BUS KW3 | 207 | 0.20062 | 5.91 | 5.319 | 2.167
7134276 | Comm. Module, 2-Wire BUS WB2A | 130 | 0.44092
7179113 | Communication Module (LON) | 421 | 0.26455 | 5.713 | 5.319 | 1.97
7834357 | Communication Module (LON) KW10B | 565
7143710 | Communication Module,2-Wire BUS GC1/HK1M | 242 | 0.17637 | 4.334 | 3.152 | 0.394
7819612 | Compression Conn. (Set of 2, straight) | 77 | 0.79366 | 11.82 | 5.713 | 1.3002
7819611 | Compression Connector (elbow),Vitosol | 17 | 0.39683 | 11.82 | 5.91 | 1.2608
7822568 | Compression Fittings, G½" Pair WB2A-24C | 98 | 0.30865 | 4.137 | 2.955 | 3.152
7820857 | Compression Fittings,¾" Pair WB2A 24-32 | 139 | 0.44092 | 4.334 | 3.152 | 3.152
9549279 | Compression Sleeve, ¼" 60-4 | 2
7441770 | Cond. Lifting Syst, 230/1/50 V AH-300 | 3081 | 16.6228 | 16.942 | 12.608 | 12.805
7836593 | Condensate Drain Kit B2Hx 285-530 | 122 | 0.11023 | 9.456 | 2.364 | 1.182
7839794 | Condensate Flex Hose (exit) r | 22 | 0.25353 | 16.548 | 5.91 | 0.394
7826464 | Condensate Hose 1 WB2B / B2Hx 68-125 | 31 | 0.13228 | 11.82 | 1.97 | 1.379
7828426 | Condensate Hose 2 WB2B / B2Hx | 36 | 0.29762 | 15.366 | 5.122 | 1.773
7818021 | Condensate Hose 3 WB2x / B2Hx | 19 | 0.17637 | 16.942 | 7.88 | 0.985
7827917 | Condensate Hose B2HA 399/530 | 31 | 0.27337 | 13.002 | 5.516 | 1.182
7823850 | Condensate Hose WB1A | 64 | 0.044092 | 10.244 | 5.516 | 1.773
7819385 | Condensate Hose WB2A-44/60 | 13 | 0.088185 | 14.184 | 7.486 | 0.985
7825486 | Condensate Hose, 400mm WB1A | 9 | 0.13228 | 6.698 | 6.698 | 0.985
7829788 | Condensate Hose, 400mm WB1B | 19 | 0.17637 | 12.805 | 4.137 | 0.9456
7829789 | Condensate Pipe WB1B | 31 | 0.13228 | 11.229 | 2.561 | 1.379
7813973 | Conn. Fitting (Ball Valve) Divicon | 97 | 0.97003 | 4.334 | 3.152 | 3.152
7839841 | Conn. Pipe (common supply #1) B2TA | 140 | 0.88185 | 13.79 | 7.88 | 1.97
7839845 | Conn. Pipe (common supply #2) B2TA | 122
7830741 | Conn. Pipe (DHW) WB2A 6-24C | 92 | 0.66139 | 11.82 | 4.728 | 2.167
7831650 | Conn. Pipe (htg system supply) B2TA | 72 | 0.5732 | 9.456 | 7.683 | 1.576
7838805 | Conn. Pipe (long) SP2A | 39 | 0.44092 | 3.349 | 1.773 | 3.152
7818287 | Conn. Pipe (long) Vitosol 300-T | 71 | 0.44092 | 3.94 | 3.94 | 2.364
7839837 | Conn. Pipe (Return #2) B2TA | 46
7840335 | Conn. Pipe (Return #3) B2TA | 184 | 2.4251 | 14.184 | 11.032 | 9.85
7370585 | Conn. Pipe (Return) GS1-22 | 135
7370370 | Conn. Pipe (Return) GS1-60 | 148 | 4.4092 | 38.218 | 11.032 | 1.576
7147927 | Conn. Pipe (Return) WB2A-24/32 | 49 | 0.74957 | 8.668 | 6.698 | 1.97
7818544 | Conn. Pipe (Return) WB2A-44/60 | 262 | 1.5873 | 17.73 | 12.608 | 2.364
7838804 | Conn. Pipe (short) SP2A | 34 | 0.33069 | 2.364 | 1.576 | 1.576
7819404 | Conn. Pipe (short) Vitosol 300-T | 32 | 0.52911 | 3.94 | 3.94 | 2.561
7833401 | Conn. Pipe (supply) WB1A | 146 | 0.92594 | 16.154 | 9.85 | 1.773
7820896 | Conn. Pipe (Supply) WB2-44/60 | 820 | 7.7162 | 33.096 | 14.381 | 5.516
7820151 | Conn. Pipe (Supply) WB2A-24/32 | 126 | 1.1023 | 9.062 | 5.713 | 3.546
7817989 | Conn. Pipe (Supply) WB2A-24C/24/32 | 130 | 0.89067 | 9.85 | 7.88 | 1.97
7817678 | Conn. Pipe (Supply) WB2A-44/60 | 71 | 1.1905 | 9.85 | 3.94 | 1.773
7818535 | Conn. Pipe (Supply) WB2A-44/60 | 1447 | 4.6738 | 21.276 | 5.516 | 5.516
7839849 | Conn. Pipe (tank dcw #1) B2TA | 84
7843245 | Conn. Pipe 1 (htg rtn) B2xB 68-125 | 89
7831388 | Conn. Pipe 1 (htg rtn) WBxB/B2xA 19-35 | 83 | 0.5732 | 15.957 | 1.773 | 1.182
7834373 | Conn. Pipe 1 (NG/LP w Gskts) CU3A 94/125 | 108 | 0.48502 | 14.972 | 3.743 | 4.925
7834374 | Conn. Pipe 1 (NG/LP w Gskts)CU3A 160/199 | 108 | 0.50706 | 14.775 | 4.728 | 3.743
7839645 | Conn. Pipe 2 (htg rtn) B2Hx 68-125 | 24 | 0.61729 | 17.533 | 7.88 | 2.364
7839673 | Conn. Pipe 2 (htg supp) B2Hx 68-125 | 98 | 0.83776 | 15.366 | 2.758 | 1.182
7254775 | Conn. Pipe 26-43kW | 281
7254776 | Conn. Pipe 54+70kW | 273
7817682 | Conn. Pipe Ext. (Return) WB2A-44/60 | 61 | 1.3228 | 11.032 | 3.94 | 2.364
7818546 | Conn. Pipe Ext. (Return) WB2A-44/60 | 140 | 1.7196 | 8.668 | 6.304 | 2.955
7339575 | Conn. Pipe Kit WB1/WB2 Combi | 132 | 3.7699 | 8.668 | 4.531 | 37.036
7510996 | Conn. Set w air vent u-pipe SP2A | 166 | 3.2187 | 9.062 | 7.683 | 8.077
7817369 | Conn. Set, 22mm (sleeve w lock rg) 2 pk | 60 | 0.70548 | 5.516 | 4.334 | 3.743
7838779 | Conn. Tee (long, no sensor well) SVK | 368 | 5.3793 | 104.41 | 3.152 | 1.97
7838780 | Conn. Tee (short, w sensor well) SVK | 316 | 0.79366 | 34.278 | 3.546 | 2.364
7507756 | Connecting Angle V | 33 | 1.1684 | 97.121 | 0.985 | 0.197
7271898 | Connecting Cable #145, KM-BUS | 22 | 0.13228
7819022 | Connecting Cable #145, KM-BUS | 46 | 0.26455 | 11.82 | 5.713 | 1.97
7832392 | Connecting Cable #145, KM-BUS | 19 | 0.26455 | 9.85 | 3.94 | 1.97
7814624 | Connecting Cable (5m), 2-Wire BUS HK1/M | 71 | 0.35274 | 14.578 | 9.259 | 1.379
7819319 | Connecting Cable 'Western 1' KW2/KW3 | 14 | 0.088185 | 4.728 | 3.94 | 0.591
7450065 | Connecting Cable, 6 Pole Dek | 72 | 0.35274 | 8.274 | 5.91 | 1.576
7837134 | Connecting Cable, ETS GC/GW/MW | 37 | 0.022046 | 4.728 | 1.182 | 0.394
7450061 | Connecting Cable, exchange control units | 41 | 0.27337 | 8.274 | 5.91 | 1.182
7828983 | Connecting Cable, Gas Valve 35 WB1B | 19 | 0.088185 | 8.274 | 7.092 | 0.394
7823829 | Connecting Cable, Gas Valve WB1A | 19 | 0.044092 | 5.91 | 5.516 | 0.788
7837133 | Connecting Cable, HC-Extension 156/40A | 37 | 0.13228 | 4.334 | 4.334 | 1.182
7823972 | Connecting Cable, Ign.Transf.Module WB1A | 19 | 0.13228 | 6.107 | 5.516 | 0.985
7828982 | Connecting Cable, Ignitor WB1B | 33 | 0.13228 | 12.214 | 7.88 | 0.788
7830399 | Connecting Cable, Radial Fan 100 WB1B | 19 | 0.13228 | 12.608 | 7.88 | 0.788
7826389 | Connecting Cable, Step Motor WB / B2 | 25 | 0.088185 | 8.274 | 5.91 | 0.788
7317121 | Connecting Element, Vitosol 100 | 35 | 0.77162 | 7.092 | 4.334 | 0.394
7249164 | Connection Angle 100 H 50°-80° | 47 | 2.2928 | 86.68 | 1.379 | 0.591
7822827 | Connection Cover, HK1M | 31 | 0.17637 | 7.486 | 1.97 | 1.97
7833402 | Connection Elbow (Return) w a.vent WB1Bc | 108 | 1.3228 | 5.713 | 5.122 | 1.576
7134609 | Connection Kit, LWCO WB2A | 98 | 0.89948
7819897 | Connection Module Cover, WB2 | 32 | 0.94799 | 12.608 | 7.289 | 4.334
7819906 | Connection Module WB2 | 46 | 1.2346 | 13.79 | 8.668 | 5.713
7554628 | Connection Set (w FKP6 sensor) SVK | 183 | 4.4092 | 116.23 | 7.092 | 1.97
7510994 | Connection Set SP2A | 138 | 3.3069 | 9.062 | 8.274 | 7.486
7268267 | Connection Set Vitosol 200-T SD2A | 176 | 2.1385 | 9.259 | 5.713 | 3.349
7507740 | Connection Set Vitosol 200-T SPE | 71 | 1.455 | 9.062 | 5.713 | 3.349
7188914 | Connection Set Vitosol 300 SP3 | 161 | 3.2628 | 10.047 | 7.092 | 4.531
7817370 | Connection Set, 22mm (tube-tube) | 60 | 0.61729 | 5.516 | 4.334 | 3.743
7248240 | Connection Set, Vitosol 100/200-F | 130 | 1.8739 | 6.698 | 6.304 | 2.167
7839647 | Connector D21 (htg.ret) B2Hx 68-125 | 60 | 0.51588 | 4.334 | 3.152 | 3.152
7839651 | Connector D21 (htg.supp) B2Hx 68-125 | 71 | 0.48281 | 4.334 | 3.152 | 3.152
7839649 | Connector D21 G¾ (NG/LP) B2Hx 68-199 | 71 | 0.45415 | 4.334 | 3.152 | 3.152
7822769 | Connector Retaining Clip (Pair) WB/B2xx | 12 | 0.044092 | 1.576 | 1.576 | 0.788
7819879 | Connector Retaining Clip WB / BT | 14 | 0.044092 | 5.91 | 4.531 | 0.394
7456838 | Connectors (Set of 2) w Clips/O-Rngs CPK | 98 | 0.97003 | 7.092 | 4.728 | 1.379
7813365 | Consumable Anode (Chain) | 312 | 2.4471 | 21.276 | 5.516 | 5.516
7819698 | Consumable Anode (Rod) CHA 160L | 112 | 1.411 | 15.76 | 1.379 | 1.379
7265133 | Consumable Anode (top, chain) M8 | 235 | 4.7179 | 11.82 | 11.623 | 6.304
7834060 | Contactor B7-30-10 110-127V 40-450Hz | 166
9560851 | Contactor Overload, TA25DU1.4 | 420
9560849 | Contactor Overload, TA25DU5.0 | 420
9560850 | Contactor Overload, TA25DU8.5 | 420
7831815 | Control Bracket WB1B | 71 | 2.1164 | 17.533 | 13.79 | 5.319
7823562 | Control Cable w #41 Plug, Vitotronic | 63 | 0.88185 | 14.184 | 8.274 | 1.97
7838384 | Control Console WB2B-19-60 | 797 | 4.0785 | 20.094 | 35.3812 | 6.1858
7841684 | Control Console B2xx 68-125 TT | 1129 | 4.277 | 20.488 | 11.82 | 6.698
7825549 | Control Console Cover WB1B | 24 | 0.30865 | 9.653 | 4.137 | 3.546
7822828 | Control Console HK1M | 36 | 0.74957 | 9.062 | 6.698 | 7.486
7826988 | Control Console WB1A-24 | 915 | 3.6156 | 13.79 | 8.668 | 5.516
7826987 | Control Console WB1A-30 | 915 | 3.6156 | 13.79 | 8.668 | 5.516
7427419 | Control Console WB1B-26 | 663 | 2.8991
7427420 | Control Console WB1B-35 | 663 | 2.8991
7841526 | Control Console WB1Bc 26 | 573 | 3.4833 | 20.094 | 11.82 | 6.501
7841527 | Control Console WB1Bc 35 | 573 | 3.4392 | 20.094 | 11.82 | 6.698
7838384 | Control Console WB2B-19-60 | 797 | 4.1667 | 20.094 | 11.82 | 6.107
7838386 | Control Console WB2B-80/105 | 797 | 4.1006 | 20.0152 | 11.82 | 6.0282
7820043 | Control Mounting Bracket WB2A | 25 | 0.70548 | 19.7 | 10.244 | 3.94
7820908 | Control Sub-Base, VEM AGC 21.122V | 157 | 0.74957 | 5.91 | 5.516 | 3.546
7134615 | Conv. Kit AR-145 LP 0-2000>4500-7000 Ft | 58
7419471 | Conv. Kit AR-145 NG 0-2000>2000-4500 Ft | 60
7454269 | Conv. Kit AR-250 NG 0-2000>4500-7000 Ft | 58
7841861 | Conv. Kit CSD-1 (therm.) Blr Mfld | 115 | 0.74957
7374746 | Conv. Kit CSD-1 WB2A-24/32 | 211 | 1.9996
7134027 | Conv. Kit ECD-065 LP > NG (0-2000 Ft) | 266
7134051 | Conv. Kit ECD-065 LP 0-2000>2000-4500 Ft | 40 | 1.0009
7134059 | Conv. Kit ECD-065 LP 0-2000>4500-7000 Ft | 40 | 1.0009
7134019 | Conv. Kit ECD-065 NG > LP (0-2000 Ft) | 288
7134035 | Conv. Kit ECD-065 NG 0-2000>2000-4500 Ft | 40 | 1.0009
7134043 | Conv. Kit ECD-065 NG 0-2000>4500-7000 Ft | 40 | 1.0009
7134028 | Conv. Kit ECD-080 LP > NG (0-2000 Ft) | 266
7134052 | Conv. Kit ECD-080 LP 0-2000>2000-4500 Ft | 40 | 1.0009
7134060 | Conv. Kit ECD-080 LP 0-2000>4500-7000 Ft | 40 | 1.0009
7134020 | Conv. Kit ECD-080 NG > LP (0-2000 Ft) | 288
7134036 | Conv. Kit ECD-080 NG 0-2000>2000-4500 Ft | 40 | 1.0009
7134044 | Conv. Kit ECD-080 NG 0-2000>4500-7000 Ft | 40 | 1.0009
7134029 | Conv. Kit ECD-100 LP > NG (0-2000 Ft) | 266
7134053 | Conv. Kit ECD-100 LP 0-2000>2000-4500 Ft | 40 | 1.0009
7134061 | Conv. Kit ECD-100 LP 0-2000>4500-7000 Ft | 40 | 1.0009
7134021 | Conv. Kit ECD-100 NG > LP (0-2000 Ft) | 288
7134037 | Conv. Kit ECD-100 NG 0-2000>2000-4500 Ft | 40 | 1.0009
7134045 | Conv. Kit ECD-100 NG 0-2000>4500-7000 Ft | 40 | 1.0009
7133982 | Conv. Kit ECD-100 NG>LP (2000-4500 Ft) | 266
7134030 | Conv. Kit ECD-115 LP > NG (0-2000 Ft) | 266
7134054 | Conv. Kit ECD-115 LP 0-2000>2000-4500 Ft | 40 | 1.0009
7134062 | Conv. Kit ECD-115 LP 0-2000>4500-7000 Ft | 40 | 1.0009
7134022 | Conv. Kit ECD-115 NG > LP (0-2000 Ft) | 288
7134038 | Conv. Kit ECD-115 NG 0-2000>2000-4500 Ft | 40 | 1.0009
7134046 | Conv. Kit ECD-115 NG 0-2000>4500-7000 Ft | 40 | 1.0009
7521428 | Conv. Kit ECD-115 NG 0-2000>7000-10000Ft | 42
7134031 | Conv. Kit ECD-140 LP > NG (0-2000 Ft) | 266
7134055 | Conv. Kit ECD-140 LP 0-2000>2000-4500 Ft | 40 | 1.0009
7134063 | Conv. Kit ECD-140 LP 0-2000>4500-7000 Ft | 40 | 1.0009
7560666 | Conv. Kit ECD-140 LP>NG (4500-7000 Ft) | 284
7134023 | Conv. Kit ECD-140 NG > LP (0-2000 Ft) | 288
7134039 | Conv. Kit ECD-140 NG 0-2000>2000-4500 Ft | 40 | 1.0009
7134047 | Conv. Kit ECD-140 NG 0-2000>4500-7000 Ft | 40 | 1.0009
7560897 | Conv. Kit ECD-140 NG 0-2000>7000-10000Ft | 50
7134032 | Conv. Kit ECD-155 LP > NG (0-2000 Ft) | 266
7134056 | Conv. Kit ECD-155 LP 0-2000>2000-4500 Ft | 40 | 1.0009
7134064 | Conv. Kit ECD-155 LP 0-2000>4500-7000 Ft | 40 | 1.0009
7172581 | Conv. Kit ECD-155 LP 0-2000>7000-10000Ft | 42
7134024 | Conv. Kit ECD-155 NG > LP (0-2000 Ft) | 288
7134040 | Conv. Kit ECD-155 NG 0-2000>2000-4500 Ft | 40 | 1.0009
7134048 | Conv. Kit ECD-155 NG 0-2000>4500-7000 Ft | 40 | 1.0009
7134033 | Conv. Kit ECD-180 LP > NG (0-2000 Ft) | 266
7134057 | Conv. Kit ECD-180 LP 0-2000>2000-4500 Ft | 40 | 1.0009
7134065 | Conv. Kit ECD-180 LP 0-2000>4500-7000 Ft | 40 | 1.0009
7134025 | Conv. Kit ECD-180 NG > LP (0-2000 Ft) | 288
7134041 | Conv. Kit ECD-180 NG 0-2000>2000-4500 Ft | 40 | 1.0009
7134049 | Conv. Kit ECD-180 NG 0-2000>4500-7000 Ft | 40 | 1.0009
7160529 | Conv. Kit ECD-180 NG 0-2000>7000-10000Ft | 42
7134034 | Conv. Kit ECD-200 LP > NG (0-2000 Ft) | 354
7134058 | Conv. Kit ECD-200 LP 0-2000>2000-4500 Ft | 40 | 1.0009
7134066 | Conv. Kit ECD-200 LP 0-2000>4500-7000 Ft | 40 | 1.0009
7134026 | Conv. Kit ECD-200 NG > LP (0-2000 Ft) | 288
7134042 | Conv. Kit ECD-200 NG 0-2000>2000-4500 Ft | 40 | 1.0009
7134050 | Conv. Kit ECD-200 NG 0-2000>4500-7000 Ft | 40 | 1.0009
7172670 | Conv. Kit ECD-200 NG 0-2000>7000-10000Ft | 42
7134075 | Conv. Kit ECV-065 LP > NG (0-2000 Ft) | 288
7134067 | Conv. Kit ECV-065 NG > LP (0-2000 Ft) | 266 | 1.9996
7134076 | Conv. Kit ECV-080 LP > NG (0-2000 Ft) | 288
7134068 | Conv. Kit ECV-080 NG > LP (0-2000 Ft) | 266 | 1.9996
7134077 | Conv. Kit ECV-100 LP > NG (0-2000 Ft) | 288
7134069 | Conv. Kit ECV-100 NG > LP (0-2000 Ft) | 266 | 1.9996
7134078 | Conv. Kit ECV-115 LP > NG (0-2000 Ft) | 288
7134070 | Conv. Kit ECV-115 NG > LP (0-2000 Ft) | 266 | 1.9996
7134079 | Conv. Kit ECV-140 LP > NG (0-2000 Ft) | 288
7134071 | Conv. Kit ECV-140 NG > LP (0-2000 Ft) | 266 | 1.9996
7134080 | Conv. Kit ECV-155 LP > NG (0-2000 Ft) | 288
7134072 | Conv. Kit ECV-155 NG > LP (0-2000 Ft) | 266 | 1.9996
7134081 | Conv. Kit ECV-180 LP > NG (0-2000 Ft) | 288
7134073 | Conv. Kit ECV-180 NG > LP (0-2000 Ft) | 266 | 1.9996
7134082 | Conv. Kit ECV-200 LP > NG (0-2000 Ft) | 288
7134074 | Conv. Kit ECV-200 NG > LP (0-2000 Ft) | 266 | 1.9996
7134308 | Conv. Kit GS10-72 LP > NG (0-4500 Ft) | 354
7134311 | Conv. Kit GS10-72 LP 0-4500>4500-7000 Ft | 62
7134312 | Conv. Kit GS10-72 LP 0-4500>7000-10000Ft | 62
7134307 | Conv. Kit GS10-72 NG > LP (0-4500 Ft) | 69
7134309 | Conv. Kit GS10-72 NG 0-4500>4500-7000 Ft | 62
7134310 | Conv. Kit GS10-72 NG 0-4500>7000-10000Ft | 62
7134314 | Conv. Kit GS10-84 LP > NG (0-4500 Ft) | 354
7134317 | Conv. Kit GS10-84 LP 0-4500>4500-7000 Ft | 62
7134318 | Conv. Kit GS10-84 LP 0-4500>7000-10000Ft | 62
7134313 | Conv. Kit GS10-84 NG > LP (0-4500 Ft) | 69
7134315 | Conv. Kit GS10-84 NG 0-4500>4500-7000 Ft | 62
7134316 | Conv. Kit GS10-84 NG 0-4500>7000-10000Ft | 62
7134320 | Conv. Kit GS10-96 LP > NG (0-4500 Ft) | 354
7134323 | Conv. Kit GS10-96 LP 0-4500>4500-7000 Ft | 62
7134324 | Conv. Kit GS10-96 LP 0-4500>7000-10000Ft | 62
7134319 | Conv. Kit GS10-96 NG > LP (0-4500 Ft) | 69
7134321 | Conv. Kit GS10-96 NG 0-4500>4500-7000 Ft | 62
7134322 | Conv. Kit GS10-96 NG 0-4500>7000-10000Ft | 62
7134007 | Conv. Kit GS1-22 LP (0-4500>4500-7000Ft) | 56
7133989 | Conv. Kit GS1-22 LP > NG (0-4500 Ft) | 425
7134013 | Conv. Kit GS1-22 LP 0-4500>7000-10000Ft | 56
7133995 | Conv. Kit GS1-22 NG (0-4500>4500-7000Ft) | 56
7133983 | Conv. Kit GS1-22 NG > LP (0-4500 Ft) | 334
7134001 | Conv. Kit GS1-22 NG 0-4500>7000-10000Ft | 56
7134008 | Conv. Kit GS1-29 LP (0-4500>4500-7000Ft) | 56
7133990 | Conv. Kit GS1-29 LP > NG (0-4500 Ft) | 425
7134014 | Conv. Kit GS1-29 LP 0-4500>7000-10000Ft | 56
7133996 | Conv. Kit GS1-29 NG (0-4500>4500-7000Ft) | 56
7133984 | Conv. Kit GS1-29 NG > LP (0-4500 Ft) | 334
7134002 | Conv. Kit GS1-29 NG 0-4500>7000-10000Ft | 56
7134009 | Conv. Kit GS1-35 LP (0-4500>4500-7000Ft) | 56
7133991 | Conv. Kit GS1-35 LP > NG (0-4500 Ft) | 425
7134015 | Conv. Kit GS1-35 LP 0-4500>7000-10000Ft | 56
7133997 | Conv. Kit GS1-35 NG (0-4500>4500-7000Ft) | 56
7133985 | Conv. Kit GS1-35 NG > LP (0-4500 Ft) | 334
7134003 | Conv. Kit GS1-35 NG 0-4500>7000-10000Ft | 56
7134010 | Conv. Kit GS1-42 LP (0-4500>4500-7000Ft) | 56
7133992 | Conv. Kit GS1-42 LP > NG (0-4500 Ft) | 425
7134016 | Conv. Kit GS1-42 LP 0-4500>7000-10000Ft | 56
7133998 | Conv. Kit GS1-42 NG (0-4500>4500-7000Ft) | 56
7133986 | Conv. Kit GS1-42 NG > LP (0-4500 Ft) | 334
7134004 | Conv. Kit GS1-42 NG 0-4500>7000-10000Ft | 56
7134011 | Conv. Kit GS1-48 LP (0-4500>4500-7000Ft) | 56
7133993 | Conv. Kit GS1-48 LP > NG (0-4500 Ft) | 425
7134017 | Conv. Kit GS1-48 LP 0-4500>7000-10000Ft | 56
7133999 | Conv. Kit GS1-48 NG (0-4500>4500-7000Ft) | 56
7133987 | Conv. Kit GS1-48 NG > LP (0-4500 Ft) | 334
7134005 | Conv. Kit GS1-48 NG 0-4500>7000-10000Ft | 56
7134012 | Conv. Kit GS1-60 LP (0-4500>4500-7000Ft) | 56
7133994 | Conv. Kit GS1-60 LP > NG (0-4500 Ft) | 425
7134018 | Conv. Kit GS1-60 LP 0-4500>7000-10000Ft | 56
7134000 | Conv. Kit GS1-60 NG (0-4500>4500-7000Ft) | 56
7133988 | Conv. Kit GS1-60 NG > LP (0-4500 Ft) | 334
7134006 | Conv. Kit GS1-60 NG 0-4500>7000-10000Ft | 56
7133834 | Conv. Kit HSI>Spark LP,EC65-155,AR65-270 | 657 | 5.0001
7133832 | Conv. Kit HSI>Spark NG, AR-210 | 726 | 5.0001
7133833 | Conv. Kit HSI>Spark NG, AR-250-270 | 762 | 5.0001
7133831 | Conv. Kit HSI>Spark NG,AR65-185/EC65-155 | 509 | 5.0001
7560604 | Conv. Kit LP > NG CU3A | 7
7427422 | Conv. Kit LP > NG WB1B | 17
7456850 | Conv. Kit LP > NG WB1Bc | 17 | 0.50045
7542022 | Conv. Kit NG > LP B2xA/B2xB | 4
7427421 | Conv. Kit NG > LP WB1B | 17
7459304 | Conv. Kit NG > LP WB1Bc | 18
7428427 | Conv. Kit NG > LP WB2B | 17
7826158 | Conv. Kit NG S.S. Flex Pipe WB2A-44/60 | 213 | 3.2628
7134425 | Conv. Kit RN-175 M-Valve LP>NG 0-2000Ft | 69
7134544 | Conv. Kit RN-175 M-Valve NG>LP 0-2000Ft | 89
7134426 | Conv. Kit RN-175 NG 0-2000>2000-4500 Ft | 35
7454466 | Conv. Kit RN-210TS M-ValveLP>NG 0-2000Ft | 46
7427531 | Conv. Kit RN-245TS P-Vlv NG>LP 0-2000Ft | 349
7134551 | Conv. Kit RN-280 M-Valve LP>NG 0-2000 Ft | 98
7134299 | Conv. Kit RN-280 M-Valve NG>LP 0-2000 Ft | 46
7435334 | Conv. Kit RN-280 NG 0-2000>4500-7000Ft | 82
7519109 | Conv. Kit RN-385 LP > NG 0-2000Ft | 62
7519110 | Conv. Kit RN-385 NG 0-2000>4500-7000Ft | 56
7134250 | Conv. Kit WB2A-24 LP > NG | 40 | 0.20062
7134246 | Conv. Kit WB2A-24 NG > LP | 40 | 0.20062
7134251 | Conv. Kit WB2A-32 LP > NG | 40 | 0.20062
7134247 | Conv. Kit WB2A-32 NG > LP | 40 | 0.20062
7134252 | Conv. Kit WB2A-44 LP > NG | 40 | 0.20062
7134248 | Conv. Kit WB2A-44 NG > LP | 40 | 0.20062
7134253 | Conv. Kit WB2A-60 LP > NG | 40 | 0.20062
7134249 | Conv. Kit WB2A-60 NG > LP | 40 | 0.20062
9560974 | Conv. Kit Weishaupt UV>Fl.Rod G1/G3-LN | 141
9560975 | Conv. Kit Weishaupt UV>Fl.Rod G5-LN | 141
9560976 | Conv. Kit Weishaupt UV>Fl.Rod G7-LN | 141
9560973 | Conv. Kit Weishaupt UV>Fl.Rod WG30-LN | 141
7834061 | Conv. Kit Weishaupt UV>Fl.Rod G1/G3-Std | 146
7834062 | Conv. Kit Weishaupt UV>Fl.Rod G5-Std | 146
7834063 | Conv. Kit Weishaupt UV>Fl.Rod G7-Std | 146
9543380 | Copper Adaptor L=4", 22mm > ¾" Vitosol | 17
5276590 | Copper Connector L=2½", Ø 22mm Vitosol | 8 | 0.044092 | 2.364 | 0.788 | 0.788
7861188 | Copper Pipe Adaptor, ¾" DN20B | 71
7552456 | Copper Pipe Adaptor, 1" DN25B | 42
7220458 | Counter Flange, Return 1 VSB-17 - VSB-57 | 85 | 3.9242 | 13.987 | 8.274 | 8.274
7812138 | Counter Flange, Return 2 VSB-37/46/57/72 | 146 | 9.2594 | 9.456 | 9.259 | 4.334
7812133 | Counter Flange, Sfty Sup. VSB17/22/72/89 | 74 | 5.2911 | 9.456 | 9.456 | 4.728
7819940 | Counter Plug (Set) WB2 | 61 | 0.17637 | 7.092 | 3.94 | 0.591
7134829 | Coupling, ¾ BSP x ¾" NPT Brass DN20/DN25 | 22
9544365 | Coupling, ¾" BMI MP103-E(US) GS1/Bio | 9
7819688 | Coupling, Brass Red. 1¼"–½" VC/VC/EHA | 40 | 0.44092 | 2.0488 | 2.0488 | 1.576
7819932 | Cover (blank), WB2 | 9 | 0.022046 | 5.516 | 3.152 | 0.394
7823831 | Cover (Flip-Down) WB1A | 50 | 0.26455 | 17.336 | 5.122 | 1.576
7829293 | Cover (Flip-Down) WB1B | 54 | 0.48502 | 16.745 | 4.728 | 0.985
7819772 | Cover (Flip-Down) WB2A | 87 | 1.1905 | 13.79 | 8.471 | 5.516
7822891 | Cover (Flip-Down) WB2B-19/26/35 | 83 | 0.5732 | 18.124 | 4.334 | 0.394
7822751 | Cover (Flip-Down) WB2B-45-105 | 54 | 0.66139 | 20.094 | 4.334 | 0.788
7819937 | Cover (Poti) WB2 | 6 | 0.044092 | 4.728 | 3.94 | 0.591
7837220 | Cover 410 x 230 mm, snap lock V N-70 | 64 | 0.35274 | 16.351 | 9.062 | 1.97
7811445 | Cover Assly f Mixing Valve 3-Way, 1" | 98 | 0.61729 | 6.304 | 5.91 | 0.985
7811446 | Cover Assly f Mixing Valve 3-Way, 1¼" | 132 | 0.66139 | 5.91 | 5.516 | 0.788
7811447 | Cover Assly f Mixing Valve 3-Way, 1½" | 143 | 0.88185 | 7.683 | 5.91 | 0.591
7811499 | Cover Assly f Mixing Valve 4-Way, 1" | 90 | 0.59745 | 7.486 | 5.122 | 0.788
7811500 | Cover Assly f Mixing Valve 4-Way, 1¼" | 132 | 0.66139 | 5.91 | 5.122 | 1.379
7811496 | Cover Assly f Mixing Valve 4-Way, 1½" | 145 | 0.88185 | 3.152 | 3.152 | 0.788
7811497 | Cover Assly f Mixing Valve 4-Way, 2" | 181 | 1.4991 | 3.94 | 3.94 | 0.788
7811498 | Cover Assly f Mixing Valve 4-Way, 2½" | 275 | 2.4714
7810026 | Cover f Mixing Valve 3/4-Way, ¾", 1" | 67 | 0.52911 | 3.546 | 3.152 | 0.394
7810028 | Cover f Mixing Valve 3/4-Way, 1½" | 80 | 0.6195
7810007 | Cover f Mixing Valve 3/4-Way, 2" | 60 | 0.6195
7810027 | Cover f Mixing Valve 4-Way, 1¼" | 80 | 0.5732 | 3.152 | 3.152 | 0.2364
9640796 | Cover Panel CPK | 60
7829295 | Cover Panel WB1B | 233 | 12.875 | 26.792 | 16.548 | 14.578
7826548 | Cover Panel WB2B-45-105 | 92 | 2.5574 | 17.73 | 8.274 | 3.94
7833654 | Cover Panel, boiler B2Hx 160-352 | 268 | 20.7675 | 31.52 | 15.76 | 16.942
7839757 | Cover Panel, electronics B2Hx 285-352 | 288 | 3.5274 | 31.52 | 19.7 | 5.516
7839810 | Cover Panel, interior w gskts B2TA | 171 | 6.4595 | 31.52 | 19.7 | 2.364
7823832 | Cover Panel, WB1A | 161 | 12.3459 | 27.974 | 16.154 | 13.79
7818020 | Cover Panel, WB2A-24/32 | 216 | 13.1395 | 24.034 | 23.246 | 9.456
7817681 | Cover Panel, WB2A-44/60 | 201 | 17.2401 | 26.595 | 24.231 | 15.563
7818543 | Cover Panel, WB2A-44/60 | 231 | 16.6669 | 27.58 | 26.398 | 12.411
7838985 | Cover Pin 200-T SPE | 9 | 0.022046 | 1.379 | 0.394 | 0.394
7134805 | Cover Plate "Viessmann" DN20 | 5
7134806 | Cover Plate "Viessmann" DN25 | 5
7814666 | Cover Plate Bolt, M6x10 Divicon | 7 | 0.017637 | 4.925 | 3.94 | 0.394
7811444 | Cover Plate, Mix.Valve 3/4-Way ¾"-1½" | 16 | 0.044092 | 5.516 | 3.152 | 0.197
7811486 | Cover Plate, Mixing Valve 3/4-Way, 2"+ | 12 | 0.22046
7838774 | Cover, 80x40 SPE/SP2A | 17 | 0.044092 | 4.334 | 4.137 | 0.985
7837303 | Cover, V AH-300 V N-70 | 241 | 2.3369 | 15.76 | 11.82 | 0.591
9543373 | Cross, 1¼" NPT BMI | 24
9543467 | Ctrl Box Sub-Base G120/G200/G400 | 42
5216768 | Ctrl Bracket #1 Vitotronic | 4
5216769 | Ctrl Bracket #2 Vitotronic | 4
7819944 | Ctrl Console (Empty) WB2A | 63 | 1.0141 | 12.214 | 6.895 | 4.531
7833698 | Ctrl Housing B2Hx 19-35 | 89 | 2.8219 | 17.336 | 13.396 | 3.94
7819359 | Ctrl Housing Cov, Top Vitotronic 100/200 | 80 | 2.4912 | 18.715 | 7.289 | 10.638
7819305 | Ctrl Housing NR1, Bottom Vitotronic | 50 | 1.7196 | 18.518 | 7.289 | 10.638
7823961 | Ctrl Housing VD 100, Rear WB1A | 25 | 0.74957 | 11.623 | 7.289 | 3.152
7828158 | Ctrl Housing w Harness CU3A | 144 | 1.7416 | 11.229 | 7.486 | 6.107
7822890 | Ctrl Housing, Bottom WB2B-19/26/35 | 71 | 1.9842 | 18.124 | 13.987 | 4.728
7822750 | Ctrl Housing, Bottom WB2B-45-105 | 61 | 2.0283 | 18.912 | 14.578 | 4.925
7841005 | Ctrl Housing, Rear B2xx | 140 | 1.9842 | 17.336 | 13.79 | 5.516
7819303 | Ctrl Housing, Rear KK5/KK10/KW10/KW2/KW3 | 19 | 0.1411 | 5.91 | 5.91 | 5.91
5285756 | Ctrl Panel SIL ECDS 065/080 | 49
5285757 | Ctrl Panel SIL ECDS 100/115 | 60
5285758 | Ctrl Panel SIL ECDS 140/155 | 60
5285759 | Ctrl Panel SIL ECDS 180/200 | 60
7133547 | Ctrl Panel Subassly, Lg ECD/V 140/155 | 42
7133546 | Ctrl Panel Subassly, Med ECD/V 100/115 | 42
7133545 | Ctrl Panel Subassly, Sml ECD/V 065/080 | 42 | 0.6195
7133548 | Ctrl Panel Subassly, XL ECD/V 180/200 | 60
7819308 | Ctrl Panel, Bottom Right KW2/KW3 | 27 | 0.13228 | 8.668 | 1.97 | 0.788
9549565 | Ctrl Segment (Full Mod) G1-7 | 797
9609353 | Ctrl Sub-Base (HW) RS | 103
7815234 | Ctrl Sub-Base VG | 246 | 0.72752 | 6.501 | 6.304 | 3.94
7818899 | Ctrl Sub-Base, VEC | 205 | 0.90389 | 6.501 | 6.304 | 3.94
7822080 | Ctrl Sub-Base, VGA AGC02.12V | 311
7174994 | Data Cable (2-Wire BUS), WB2A Cascade | 72 | 0.17637 | 6.501 | 2.167 | 0.985
7501930 | Data Cable RJ45, 2m / 6.6' | 67 | 0.13228 | 5.122 | 4.9644 | 0.8668
7143495 | Data Cable RJ45, 7m / 23' | 70 | 0.44092 | 5.516 | 5.516 | 1.97
7199251 | Data Connection Terminal RJ45 (Set of 2) | 112 | 0.066139 | 3.94 | 1.576 | 0.788
7143496 | Data Extension Jack RJ45 | 60 | 0.039683 | 4.728 | 3.152 | 2.364
7416049 | Datalogger DL2 | 653 | 1.3999
7819801 | DCW Connection Nipple (57mm) WB2A-24C | 50 | 0.26455 | 4.728 | 4.334 | 1.0244
7819791 | DCW Connection Nipple, WB2A | 32 | 0.13228 | 4.728 | 5.3978 | 0.8668
7819535 | Decorative Stripe, ORG 24mm x 10m | 13 | 0.044092 | 5.516 | 3.152 | 0.985
7820130 | DHW Supply/Return Connects WB2A-24/32 | 50 | 0.79366 | 4.334 | 6.304 | 0.985
7438374 | Diagnostic Adapter Optolink USB | 171 | 0.29983 | 6.501 | 4.728 | 1.576
7827493 | Dichtung 15,5 x 24 x 2,8 mit Stutzen | 10 | 0.044092 | 0.788 | 0.788 | 0.394
7835659 | Dichtungssatz (5 Stück) | 12 | 1.2125 | 15.366 | 11.82 | 9.062
7822897 | Differential Press. Sensor WB2A | 118 | 0.35274 | 5.91 | 5.319 | 2.167
7815581 | Digital Time Ctrl Trimatik-MC | 374 | 0.35274 | 4.334 | 3.152 | 3.152
7810004 | Disk f Mixing Valve 3/4-Way, ¾", 1" | 16 | 0.044092 | 5.713 | 3.152 | 0.1182
7810005 | Disk f Mixing Valve 3/4-Way, 1-1/4" | 16 | 0.044092 | 5.713 | 3.152 | 0.1182
9543477 | Distributor Head + Mix. Plate G200 | 198
9543475 | Distributor Head + Mix. Plate G400 | 166
7819877 | Diverter Valve 3/2-Way WB2A-24/32 | 126 | 1.1023 | 14.184 | 7.88 | 2.364
7842241 | Diverter Valve Assly (GF) CPK | 96
7133409 | Divicon Mix. Valve Stat Left Mount, KW2 | 2265 | 44.9941
7133406 | Divicon Mix. Valve Stat Right Mount, KW2 | 2265 | 44.9941
9500630 | Door Clip, universal | 7 | 0.033069 | 5.516 | 3.152 | 0.788
7810137 | Door Hinge, BE-29/36, Mono-S 29/36 | 78 | 3.3069 | 9.456 | 3.94 | 4.137
7810136 | Door Hinge, BEA-29 | 42 | 3.6376 | 9.259 | 4.334 | 4.334
7810139 | Door Hinge, BEA-46/58 | 64 | 4.1006 | 14.381 | 3.94 | 35.854
7223837 | Door Hinge, RL5 RMT 320-860 | 212 | 5.5115 | 9.062 | 9.062 | 4.728
5217205 | Door Insert (Vitotronic) w mini door | 8
7810782 | Door Insulation Block RK4/RL4 | 358 | 33.0693 | 35.46 | 28.762 | 8.274
7819162 | Door Pin VB2-40/50/63 | 9 | 0.26455 | 11.82 | 5.91 | 0.394
7819223 | Door Pin VNE-18/27/33, BEA/BE-18/22/29 | 10 | 0.23589 | 9.456 | 5.91 | 0.394
7861080 | Double Nipple, ¾" brass (2 of 2) DN20 | 11
7441972 | Double Nipple, ¾" with O-ring DNHX | 17
7373253 | Double-Pipe Adapter (Sk) 110/150 110/110 | 211 |  | 13.593 | 10.441 | 7.486
7189822 | Double-Pipe Adapter (Sk) 80/125 80/80 | 126 |  | 11.229 | 8.471 | 6.698
7250622 | Draft Hood AR-110 | 375 | 11.6183 | 26.004 | 17.533 | 9.653
7812801 | Draft Hood AR-145 | 327 | 14.8371 | 26.004 | 17.336 | 9.456
7250623 | Draft Hood AR-185 | 376 | 19.1802 | 31.52 | 23.64 | 12.608
7818317 | Draft Hood GS1-48 | 258 | 8.7964 | 30.141 | 15.366 | 8.668
7426304 | Draft Hood Subassly, SIL ECD-065/080 | 278 | 10.0002
7426305 | Draft Hood Subassly, SIL ECD-100/115 | 349 | 13.0006
7426306 | Draft Hood Subassly, SIL ECD-140/155 | 372 | 15.0002
7426307 | Draft Hood Subassly, SIL ECD-180/200 | 420 | 21.0012
5339241 | Drain Angle, 90° Neut | 31 | 0.11464 | 7.88 | 5.91 | 1.97
7818083 | Drawer Assly Adjustment, VEM | 49 | 0.13228 | 5.516 | 3.152 | 1.182
7813192 | Drawer Assly VEC 18/22/33 | 91 | 0.44092 | 14.578 | 10.638 | 0.985
7813191 | Drawer Assly VEC 40/50 | 91 | 0.44092 | 14.184 | 9.062 | 0.985
7818065 | Drawer Assly, Oil VEM | 82 | 0.44092 | 16.154 | 7.88 | 1.97
7475315 | Drawtool Cross Supports GS1 | 494 | 63.934 | 24.428 | 11.426 | 9.062
7815476 | Düse 0,85 Gph 45° S Steinen | 36 | 0.044092 | 1.576 | 0.788 | 0.788
7819438 | Edgemolding CU3A / VL3C | 8 | 0.088185 | 6.501 | 4.728 | 0.0788
7825968 | Electrical Box, NH-140 N-70 | 382 | 0.61729 | 8.274 | 4.531 | 2.758
9648802 | Electro Well (HL), extended 3/4" NPT | 29
9543492 | Electrode Assly 10" F10 | 103
9543481 | Electrode Assly 10" F3/BF3 | 72
9543482 | Electrode Assly 10" F5/BF5 | 119
9543491 | Electrode Assly 5" F10 | 72
9543483 | Electrode Assly 6" F3/BF3 | 72
9543493 | Electrode Assly 6" F5/BF5 | 92
7134456 | Electronic Anode, 300 Series Tanks | 703 | 4.4996
7814549 | Electronic Cube, TMK-MC 9.dip.sw | 637 | 0.34172 | 4.334 | 3.152 | 3.1914
7818068 | Electronic Proces. Board E1.11 Dek | 946 | 0.48502 | 6.501 | 6.304 | 3.94
7823417 | Electronic Proces. Board HK1 | 263 | 0.29542 | 6.107 | 6.501 | 4.137
7134272 | Electronics Box, RLS154 WB2A-44/60 | 625 | 3.049
7829297 | Expansion Pipe CPK | 64 | 0.17637 | 8.865 | 8.865 | 1.576
7248241 | Expansion Vessel 18L / 10bar Solar | 176 | 9.1271 | 16.548 | 11.426 | 11.426
7248242 | Expansion Vessel 25L / 10bar Solar | 226 | 10.4499 | 20.882 | 11.426 | 11.032
7248243 | Expansion Vessel 40L / 10bar Solar | 287 | 15.0355 | 21.67 | 14.578 | 14.578
7248244 | Expansion Vessel 50L / 10bar Solar | 425 | 20.6352 | 19.7 | 16.942 | 16.548
7248245 | Expansion Vessel 80L / 10bar Solar | 536 | 28.7262 | 19.306 | 19.306 | 22.064
7404960 | Ext. Module, Mod/TS Burner RS/GS10 | 102 | 1.2787 | 11.82 | 5.713 | 3.152
7819876 | Extension Bolt, M6 WB2-24/32 | 14 | 0.30865 | 4.728 | 3.152 | 0.394
7450062 | Extension Cable (6 m), 2-Wire BUS | 65 | 0.61729 | 6.501 | 6.501 | 1.182
7533425 | Extension Module AM1 | 435 | 3.9992
7533426 | Extension Module EA1 | 451 | 3.9992
7172926 | Extension Module MV 2+3 | 632 | 1.0803 | 11.82 | 8.668 | 3.349
7382081 | Extension Pipe (c/w Airvnt,Gskt) | 175 | 1.7196 | 8.471 | 7.88 | 3.94
7839648 | Extension Pipe (supp/ret) B2Hx 68-125 | 70 | 1.0714 | 6.895 | 5.122 | 2.167
7839674 | Extension Pipe ¾" NPT (gas) B2Hx 68-125 | 70 | 1.1905 | 6.895 | 5.122 | 2.167
7820092 | Extension Pipe WB2A-24/32 | 81 | 0.52911 | 3.6642 | 1.773 | 1.0244
9640803 | Extension, ¾" x 3" Brass | 24
7133316 | F10 Riello Oil Burner, VB2-50 | 2873 | 38.4927
7133317 | F10 Riello Oil Burner, VB2-63 | 2873 | 38.4927
7133312 | F3 Riello Oil Burner, VB2-18 | 2063 | 30.997
7133313 | F3 Riello Oil Burner, VB2-22 | 2063 | 30.997
7133314 | F5 Riello Oil Burner, VB2-33 | 2320 | 32.5181
7133315 | F5 Riello Oil Burner, VB2-40 | 2320 | 32.5181
9549808 | Fan Prover Kit, HS4 Tjernlund | 184
9544234 | Fan Prover Kit, HST-J / HST-1 Tjernlund | 119
9543736 | Fan Restrictor Plate, 1¼" ECV-065/080 | 12
9543738 | Fan Restrictor Plate, 1½" ECV-115 | 12
9543740 | Fan Restrictor Plate, 1¾" ECV-155 | 12
9543737 | Fan Restrictor Plate, 1-3/8" ECV-100 | 12
9543739 | Fan Restrictor Plate, 1-5/8" ECV-140 | 12
7316789 | Fast Air Vent Vitosol | 87 | 0.97003 | 8.668 | 4.137 | 2.758
9560563 | Fastener RS | 9
7817497 | Fastener Set (Each, f Sensors) WB1A | 9 | 0.044092 | 6.107 | 3.94 | 0.591
7826221 | Fastener Set (Return Pipe) WB / B2 | 49 | 0.044092 | 8.865 | 5.91 | 0.591
7826222 | Fastener Set (Supply Pipe 32x2mm) WB1A | 9 | 0.088185 | 5.91 | 4.137 | 0.788
7826223 | Fastener Set, 10mm WB1A | 14 | 0.044092 | 4.334 | 3.152 | 0.788
7829328 | Fastener Set, Vitodens 200-W WB2A | 57 | 0.17637 | 3.94 | 10.835 | 0.1182
9560590 | Fastener U/8/24 RS | 9
7818063 | Fastening Clip (Set of 10) WB2A / WB2B | 21 | 0.044092 | 5.91 | 4.137 | 0.394
7450562 | Fault Indication Module KW2/KW3 | 73 | 0.044092 | 5.713 | 3.94 | 1.379
9544296 | Female Connector ¼" Double | 4
9517663 | Fernthermometer TF-00-58 KHR | 62 | 0.15432 | 9.456 | 7.092 | 1.182
9559425 | FHL+AHL, 120/116°C THK-1-80 NR2 | 155 | 0.74957 | 10.441 | 7.289 | 1.576
7188466 | Filter Basket d=103 x 155 w=1,25 N-70 | 138 | 0.48502 | 8.865 | 7.486 | 5.122
7837862 | Filter Solar Chg Stn | 60
7837112 | Fixed High Limit 248°F/120°C GC1/GW2 | 67 | 0.33069 | 11.032 | 3.94 | 1.97
7819310 | Fixed High Limit Cover KW2/KW3/NR2 | 4 | 0.24251 | 0.788 | 0.788 | 0.197
7825487 | Fixed High Limit, 210ºF/99ºC | 85 | 0.044092 | 3.546 | 0.985 | 0.788
7825490 | Fixed High Limit, 99ºC WB / B2 | 85 | 0.044092 | 4.137 | 2.955 | 0.788
7188868 | Fixing Kit (exclud. roof hooks) | 20 | 0.44092 | 5.122 | 1.97 | 1.576
7248565 | Fixing Kit 1V | 81 | 8.0248 | 44.916 | 4.137 | 1.773
7248566 | Fixing Kit 2V | 153 | 15.4323 | 87.074 | 31.52 | 1.576
7248567 | Fixing Kit 3V | 218 | 22.0462 | 88.256 | 3.152 | 3.152
Z005619 | Fixing kit for for flat roofs c/w | 161
Z005620 | Fixing kit for for flat roofs c/w | 322
Z005622 | Fixing kit for for flat roofs c/w | 1118
Z005633 | Fixing kit for walls | 260
Z005634 | Fixing kit for walls | 520
Z005475 | Fixing Kit for Walls, 10-45°, 1 Coll | 376
Z005482 | Fixing Kit for Walls, 10-45°, 10 Coll | 4282
Z005476 | Fixing Kit for Walls, 10-45°, 2 Coll | 810
Z005477 | Fixing Kit for Walls, 10-45°, 3 Coll | 1244
Z005478 | Fixing Kit for Walls, 10-45°, 4 Coll | 1678
Z005479 | Fixing Kit for Walls, 10-45°, 5 Coll | 2112
Z005480 | Fixing Kit for Walls, 10-45°, 6 Coll | 2546
Z005481 | Fixing Kit for Walls, 10-45°, 8 Coll | 3414
7188866 | Fixing Kit H for Walls | 91 | 1.8078 | 5.91 | 4.334 | 2.364
7188865 | Fixing Kit H roof top | 98 | 2.0106 | 9.85 | 4.728 | 1.773
9609354 | Flame Amplifier (HW) RS | 534
7813558 | Flame Monitor c/w Plug Nr. 124 | 57 | 0.088185 | 9.456 | 5.122 | 0.591
9543878 | Flame Rollout Switch 140F 60T14L140F | 31
7134392 | Flame Rollout Switch Subass. 200°F, ECV | 36
7133971 | Flame Rollout Switch Subassly 400°Feg-F | 49
7133555 | Flame Rollout Switch Subassly ECD | 36
9635542 | Flame Safeguard (HW) RS | 763
7374833 | Flame Safeguard, RM7890 Retrofit Kit | 1384 | 6.9997
7818900 | Flame Sensor QRC1 RotriX | 277 | 0.088185 | 7.486 | 4.728 | 1.182
9544254 | Flame Sensor, 760-401 AR/EC | 49
9560426 | Flange DN50 PN6 1" NPT RS | 85
7441992 | Flange Elbow G ¾" x 1" DNHX | 42
7441958 | Flange Elbow G ¾" x 1" DNHX | 40
7441986 | Flange Elbow, 90° x F ½" DNHX | 31
7441970 | Flange Fitting ¾" x ¾" DNHX | 31
7441964 | Flange Nipple, ¾" x ¾" DNHX | 31
9544304 | Flange Set (GF), ¾" UP/UPS | 40 | 1.9996
9544425 | Flange Set (GF), 1¼" UP/UPS/TPE | 40
9543799 | Flange Set, 4-Way 65mm Wld-Nck w Fstnrs | 334
7374870 | Flapper (air/fuel) WB1A | 38 | 0.14991
7823950 | Flapper (w Frame) WB2A 24/32 | 34 | 0.26455 | 6.107 | 5.122 | 3.349
7823951 | Flapper (w Frame) WB2A 44/60 | 34 | 0.30865 | 6.107 | 5.122 | 3.349
7835111 | Flapper B2Hx 160-352 | 54 | 0.22046 | 8.668 | 4.334 | 1.97
9543003 | Flare Fitting, 3/8" BSPT 41FL-6 | 4
7134827 | Flare Fittings, ½" (Set of 2) DN20 | 40
7134828 | Flare Fittings, ¾" (Set of 2) DN25 | 40
7834775 | Flat Cable, 10-Pole Vitotronic | 30 | 0.022046 | 4.334 | 0.591 | 0.591
7819320 | Flat Cable, 14-Pole KW2/KW3/NR2 | 19 | 0.044092 | 3.94 | 2.955 | 0.788
7837135 | Flat Cable, 16-Pole GC/GW/HK/MW | 64 | 0.044092 | 3.94 | 2.758 | 0.985
7819946 | Flat Cable, 26-Pole WB2A | 24 | 0.088185 | 7.486 | 4.728 | 0.788
7815911 | Flat Cable, 34-Pole TMK/DEK | 25 | 0.17637 | 5.91 | 4.334 | 0.591
7837299 | Flat Gasket V N-70 | 10 | 0.022046 | 1.97 | 1.576 | 0.394
7837308 | Flat Gasket, DN12 (Set of 2) V N-70 | 13 | 0.022046 | 1.97 | 1.576 | 0.394
9560775 | Flat Washer, ¼" SS Id 9/32", Od 5/8" | 2
7826155 | Flex Gas Pipe, 90x1.5x1.5cm WB2A | 143 | 4.4092 | 39.794 | 7.88 | 6.698
7839820 | Flex Pipe (gas) B2TA | 202 | 1.1729 | 14.972 | 12.017 | 5.319
7814876 | Flexible Oil Hose Return (BLU) VEC | 32 | 0.44092 | 14.578 | 9.259 | 1.576
7827478 | Flexible Oil Hose Set, 1000mm VEM | 61 | 0.92594 | 10.244 | 9.062 | 1.379
7814886 | Flexible Oil Hose Supply RED VEC | 37 | 0.44092 | 14.184 | 9.456 | 1.182
7316252 | Flexible S.S. Piping (2 pieces) Vitosol | 248 | 2.5574 | 42.749 | 3.94 | 2.167
7837127 | Flip-Down Cover GC/GW/HK/MW | 85 | 0.83776 | 17.336 | 8.274 | 1.97
7823157 | Flip-Down Cover Vitotronic 100 | 64 | 0.97003 | 15.76 | 5.122 | 1.576
7664179 | Flow Check Valve, 1" (Conbr.) T | 64 | 2.5992
7664180 | Flow Check Valve, 1¼" (Conbr.) T | 90 | 2.5992
7664181 | Flow Check Valve, 1½" (Conbr.) T | 125 | 4.2505
7664182 | Flow Check Valve, 2" (Conbr.) T | 149 | 7.8507
7664183 | Flow Check Valve, 2½" (Conbr.) WFC | 183 | 5.8004
7664184 | Flow Check Valve, 3" (Conbr.) WFC | 198 | 7.251
7134821 | Flow Meter 0.5-5 USG/min DN20 | 130
7441985 | Flow Meter ¾", 0.1-4 USGPM DNHX | 137
7441984 | Flow Meter ¾“, 0.5-6 USGPM DNHX | 137
7134822 | Flow Meter 1-10 USG/min DN25 | 130
7316280 | Flow Meter 8-30 Ltr./Min. PS20 | 275 | 1.7637 | 5.91 | 3.94 | 3.152
7861190 | Flow Meter with System Fill DN20B | 212
7828752 | Flow Regulator (WHT/BLK), Type A 10L CPK | 56 | 0.13228 | 8.7862 | 8.9832 | 0.6304
7828754 | Flow Regulator (WHT/BRN), Type A 14L CPK | 64 | 0.13228 | 8.7862 | 8.9832 | 0.6304
7819810 | Flow Sensor (Reed Contact) WB2A-24C | 56 | 0.044092 | 5.319 | 3.152 | 0.394
7828749 | Flow Sensor B1KA / CPK | 138 | 0.048502 | 1.97 | 1.576 | 0.788
7843834 | Flow Switch Assly WB2Ab-44/60 | 293 | 3.4392 | 18.124 | 9.062 | 4.334
7843834 | Flow Switch Assly WB2Ab-44/60 | 293 | 1.0582 | 4.334 | 3.152 | 3.152
7826314 | Flow Switch VK315M WB1A/B WB2B-19/26/35 | 82 | 0.22046 | 5.91 | 4.334 | 1.97
7843832 | Flow Switch VK332M WB2Aa-44/60 | 133 | 1.1905 | 4.334 | 3.152 | 3.152
7843832 | Flow Switch VK332M WB2Aa-44/60 | 133 | 1.3999 | 10.244 | 5.122 | 2.364
7839747 | Flow Switch, VK320M B1xA / B2Hx 68-125 | 112 | 1.3448 | 7.88 | 4.728 | 0.788
7826542 | Flow Switch, VK332M WB2B / B2Hx | 87 | 0.13228 | 5.91 | 4.334 | 1.576
7426463 | Flow temperature sensor NTC No 2 l=5800 | 151 | 0.61729 | 14.578 | 8.668 | 1.97
7511931 | Flowmeter Kit, V40-06 | 461 | 3.2981
7511932 | Flowmeter Kit, V40-15 | 461 | 3.2496
7511933 | Flowmeter Kit, V40-25 | 461 | 3.1482
7552463 | Flowmeter with System Fill DN25B | 60
7838583 | Flowmeter, V40-06 | 349
7838584 | Flowmeter, V40-15 | 349
7838585 | Flowmeter, V40-25 | 349
7134769 | Flue Adaptor, CPVC 2" WB1B/B1xA/B2xB | 11 | 0.24912
7843262 | Flue Baffle B2xB 68-125 | 215 | 0.66139 | 9.85 | 10.638 | 1.97
7403601 | Flue Damper Adaptor Harness | 77 | 0.79366 | 7.88 | 7.092 | 1.576
7250104 | Flue Damper Blade AR-065 | 90 | 2.2002 | 10.5986 | 8.077 | 1.182
7250105 | Flue Damper Blade AR-095/110 | 90 | 2.2046 | 11.82 | 8.077 | 0.591
7250106 | Flue Damper Blade AR-145 | 124 | 2.2002
7250108 | Flue Damper Blade AR-210 | 90 | 2.2046 | 26.004 | 4.728 | 0.788
7250285 | Flue Damper Blade AR-250 | 126 | 4.4092 | 38.612 | 7.88 | 7.88
7813083 | Flue Damper Blade RN-140 | 121 | 1.2346 | 16.942 | 3.94 | 0.394
7813084 | Flue Damper Blade RN-175 | 121 | 1.5432 | 22.655 | 10.047 | 2.364
7813085 | Flue Damper Blade RN-210 SS/TS | 91 | 3.2187 | 29.944 | 7.092 | 1.182
7813061 | Flue Damper Blade RN-280 | 84 | 3.1306 | 33.49 | 6.501 | 0.197
7813062 | Flue Damper Blade RN-315 | 84 | 4.5415 | 38.612 | 8.274 | 0.197
7813063 | Flue Damper Blade RN-350 | 126 | 4.9604 | 42.552 | 8.274 | 0.197
7813064 | Flue Damper Blade RN-385 | 126 | 5.9525 | 46.098 | 10.244 | 2.364
7404891 | Flue Damper Motor, 120V RN/RS | 632 | 1.8519 | 5.91 | 5.91 | 5.91
7664148 | Flue Elbow 45° (CG) 110/160 (Set of 2) | 122
7664146 | Flue Elbow 45° (CG) 60/100 (Set of 2) | 53
7664147 | Flue Elbow 45° (CG) 80/125 (Set of 2) | 61
7664145 | Flue Elbow 90° (CG) 110/160 | 83
7664143 | Flue Elbow 90° (CG) 60/100 | 34
7664144 | Flue Elbow 90° (CG) 80/125 | 57
7370396 | Flue Gas Coll GS1-42 | 218 | 7.165 | 23.049 | 13.396 | 8.668
7370397 | Flue Gas Coll GS1-48 | 236 | 9.7224 | 29.55 | 15.366 | 8.668
7819235 | Flue Gas Coll VB2/VBC/VNE-18 | 187 | 13.7568 | 14.184 | 14.184 | 8.471
7819176 | Flue Gas Coll VB2/VBC/VNE-40 | 274 | 20.503 | 21.867 | 18.124 | 12.017
7819177 | Flue Gas Coll VB2/VBC/VNE-50/63 | 311 | 26.6318 | 23.837 | 23.8528 | 15.76
7819236 | Flue Gas Coll VB2-22 | 214 | 14.9032 | 15.76 | 15.76 | 9.062
7819237 | Flue Gas Coll VB2-33, VBC/VNE-27/33 | 234 | 16.6228 | 15.957 | 15.76 | 9.062
7818595 | Flue Gas Coll VR2-18/22/27/33 | 136 | 6.9446 | 10.441 | 10.244 | 5.122
7855940 | Flue Gas Set B2xB 68-125 | 141 | 1.5498 | 9.85 | 9.85 | 7.092
7822670 | Flue Gasket, 100mm WB1A | 20 |  | 4.137 | 4.137 | 0.197
7828617 | Flue Gasket, 60mm WB1A | 15 | 0.044092 | 7.289 | 4.531 | 0.197
7664158 | Flue Mounting Clip (CG) 100mm Coaxial | 12
7664159 | Flue Mounting Clip (CG) 125mm Coaxial | 13
7664160 | Flue Mounting Clip (CG) 160mm Coaxial | 16
7664139 | Flue Straight Pipe (CG) 0.5M 110/160 | 63
7664137 | Flue Straight Pipe (CG) 0.5M 60/100 | 29
7664138 | Flue Straight Pipe (CG) 0.5M 80/125 | 34
7664141 | Flue Straight Pipe (CG) 3.3ft/ 1M 80/125 | 49
7664142 | Flue Straight Pipe (CG) 3.3ft/1M 110/160 | 80
7664140 | Flue Straight Pipe (CG) 3.3ft/1M 60/100 | 39
7664164 | Flue Transition (CG) 110/150 to 110/160 | 94
7818629 | Front Cover (Flip-Down) KW2/KW3 | 32 | 0.48502 | 18.518 | 4.334 | 0.788
7818622 | Front Cover (Htg Circuits) KW2 | 46 | 0.22046 | 5.713 | 5.319 | 2.167
7818623 | Front Cover (Htg Circuits) Vitotronic | 61 | 0.17637 | 5.91 | 5.319 | 2.167
7818630 | Front Cover Plate, MW2S | 13 | 0.044092 | 7.486 | 4.728 | 0.394
7404954 | Front Cover, Vitotronic 200 | 12
9560459 | Front Lower Panel RS-11 SIL | 85
7823143 | Front Panel Bottom VR2-18/22/27/33 | 185 | 8.8185 | 37.036 | 21.67 | 6.698
7824064 | Front Panel CHA/EHA 160/200L | 215 | 14.3741 | 31.717 | 31.717 | 8.865
7834207 | Front Panel CU3A | 575 | 44.7538 | 57.524 | 29.944 | 13.002
7824062 | Front Panel EHA 350L | 235 | 23.1485 | 40.188 | 40.188 | 8.668
7824063 | Front Panel EHA 450L | 254 | 25.7941 | 39.794 | 39.794 | 9.062
7333767 | Front Panel Lower GS1-22/29 | 620 | 7.0548 | 27.58 | 19.7 | 5.91
7333769 | Front Panel Lower GS1-48 | 649 | 15.4323 | 50.432 | 25.216 | 6.501
7333770 | Front Panel Lower GS1-60 | 744 | 7.7162 | 25.61 | 19.7 | 4.137
7823142 | Front Panel Top VR2-18/22/27/33 | 198 | 4.9824 | 33.884 | 7.88 | 7.88
7334420 | Front Panel Top VR2-40/50/63 | 1244 | 7.9366 | 23.64 | 7.88 | 3.94
7333760 | Front Panel Upper GS1-60 | 718 | 8.598 | 50.038 | 7.88 | 9.85
7333720 | Front Panel VB2-40 | 942 | 11.9049 | 37.036 | 30.732 | 7.092
7829429 | Front Panel VB2-50/63 | 509 | 11.0231 | 37.036 | 30.338 | 1.97
5136512 | Front Panel VC-HG/1 450L | 245 | 15.4323 | 65.798 | 15.957 | 3.546
7826366 | Front Panel WB2B-19/26/35 | 158 | 21.0541 | 31.52 | 15.76 | 17.533
7826367 | Front Panel WB2B-45-105 | 180 | 16.7992 | 30.732 | 20.882 | 16.548
9543725 | FRS Bracket ECV X-005, GS10-84/96 | 12
7133388 | FT Module f Trimatik-RN/-MC | 354
7134437 | FTS-4 Spill Switch Assly w Instr. VGA | 349
7373078 | Fuse 0,25A Time Delay (Set of 3) 7134327 | 17
7837271 | Fuse Cover KW10A/B | 4
7823502 | Fuse holder 6,3AT | 9 |  | 1.576 | 0.591 | 0.591
7837120 | Fuse Holder BK | 24 | 0.022046 | 1.576 | 1.182 | 0.394
7837119 | Fuse Holder Cover BK | 24 | 0.0066139 | 1.576 | 1.182 | 0.197
7819313 | Fuse Holder Cover, Vitotronic | 11 | 0.0066139 | 4.137 | 2.955 | 0.394
7855867 | Fuse Holder GW6C | 24 | 0.044092 | 2.364 | 2.364 | 0.394
7819312 | Fuse Holder, Vitotronic KW10/KW2/3,NR2 | 10 | 0.044092 | 4.137 | 2.955 | 0.788
7818638 | Fuse Holder, Vitotronic KW2/KW3 | 9 | 0.017637 | 5.516 | 3.152 | 0.591
7837269 | Fuse, 0.1A/250V (Set of 5) KW10A/B783 | 31
7837026 | Fuse, 0.25A/250V (Set of 3) 7134561 | 17
7404359 | Fuse, 0.2A/250V (Set of 10) HK2/HK4 | 18 | 0.044092 | 3.0732 | 2.167 | 0.197
7374152 | Fuse, 1.0A US Style (Set of 5) 7134207 | 24
7404361 | Fuse, 1.0A/250V (Set of 10) Dek | 18 | 0.044092 | 2.955 | 1.6548 | 0.197
7404362 | Fuse, 1.25A/250V (Set of 10) Dek | 19 | 0.044092 | 2.167 | 2.955 | 0.2758
7404394 | Fuse, 1.6A/250V (Set of 10) KR / RU/KR | 17 | 0.044092 | 5.122 | 3.152 | 0.0197
9577582 | Fuse, 10A Glass (Set of 5) | 24
9571992 | Fuse, 160mA/250V BRN (Set of 5) | 24
7404363 | Fuse, 2.0A/250V (Set of 10) | 19 | 0.044092 | 3.0732 | 2.364 | 0.394
7404396 | Fuse, 2.5A/250V (Set of 10) WB1B | 18 | 0.044092 | 5.122 | 3.94 | 0.0197
7374153 | Fuse, 4.0A US Style (Set of 5) 7134207 | 24
7416055 | Fuse, 4A/250V BRN (Set of 10) SCU | 25
7837267 | Fuse, 500mA/250V (Set of 5) KK10/KW10 | 31
9571990 | Fuse, 50mA/250V BRN (Set of 5) | 32
7822610 | Fuse, 6.3A/250V BRN (Set of 5) | 24 |  | 1.182 | 0.394 | 0.197
9571991 | Fuse, 63mA/250V BRN (Set of 5) | 36
7373077 | Fuse, 8A Class CC 7134327 | 24
7424126 | Fuse, T12A (Set of 5) 7436069 / 7424122 | 25
7424125 | Fuse, T2A (Set of 5) 7424122 | 25
7439430 | Fuse, T3½A (Set of 5) 7436069 | 25
7404364 | Fuse, T4.0A/250V (Set of 10) | 21 | 0.044092 | 5.516 | 3.152 | 0.197
7404365 | Fuse, T6.3A/250V (Set of 10) | 18 | 0.044092 | 5.516 | 3.152 | 0.197
7133324 | G200 Riello Burner, LP, VB2-18 | 3702 | 36.9957
7133325 | G200 Riello Burner, LP, VB2-22 | 3702 | 36.9957
7133326 | G200 Riello Burner, LP, VB2-33 | 3702 | 36.9957
7133327 | G200 Riello Burner, LP, VB2-40 | 3702 | 36.9957
7133318 | G200 Riello Burner, NG, VB2-18 | 3476 | 36.9957
7133319 | G200 Riello Burner, NG, VB2-22 | 3476 | 36.9957
7133320 | G200 Riello Burner, NG, VB2-33 | 3476 | 36.9957
7133321 | G200 Riello Burner, NG, VB2-40 | 3476 | 36.9957
7133328 | G400 Riello Burner, LP, VB2-50 | 4155 | 43.9954
7133329 | G400 Riello Burner, LP, VB2-63 | 4155 | 43.9954
7133322 | G400 Riello Burner, NG, VB2-50 | 3903 | 43.9954
7133323 | G400 Riello Burner, NG, VB2-63 | 3903 | 43.9954
7134783 | Gas Ball Valve, ¾" T | 17 | 0.48502
7819633 | Gas Connection Hose (w Seals) WB2A-24/32 | 175 | 0.66139 | 11.032 | 5.91 | 1.3396
7818368 | Gas Connection Hose WB2A-44/60 | 157 | 0.70548 | 13.396 | 5.516 | 1.379
7826211 | Gas Connection Pipe WB1A | 81 | 0.30865 | 8.274 | 5.91 | 1.182
7831390 | Gas Connection Pipe WB1B | 81 | 0.35274 | 11.82 | 7.88 | 2.364
7831485 | Gas Connection Pipe WB2B-19/26/35 | 156 | 1.3007 | 17.139 | 13.79 | 5.91
7826537 | Gas Connection Pipe WB2B-45/60 | 71 | 0.74957 | 10.244 | 8.865 | 3.546
7828928 | Gas Connection Pipe WB2B-80/105 | 90 | 0.83776 | 11.82 | 5.91 | 2.955
9544451 | Gas Press. Switch (Dungs), 1-20" WC | 198 | 0.59525
9560225 | Gas Train (Retrofit), G200 NG/LP Dungs | 1341 | 59.5247
9560226 | Gas Train (Retrofit), G400 NG/LP Dungs | 1384 | 59.5247
9560725 | Gas Valve (HW), ¾" x ¾" Chassis f 13516 | 625 | 0.50045
9544323 | Gas Valve + Reg (HW), 1 x 1" RS-08 SS NG | 727 | 8.7479
9544379 | Gas Valve + Reg (HW),1x1" RS-08-14 SS LP | 727 | 2.1495
9544283 | Gas Valve + Reg (HW)1¼"x1-¼"RS11-14SS NG | 833
7134199 | Gas Valve + Reg, 1 x 1" RS-08 TS NG | 727
7423611 | Gas Valve Actuator (On/Off, w POC) SKP15 | 797
7439290 | Gas Valve Actuator (On/Off,no POC) SKP15 | 663
9543625 | Gas Valve Actuator (On/Off,no POC)SKP10r | 1433
7416147 | Gas Valve Actuator (Reg. w POC) SKP25 | 1200
7439289 | Gas Valve Actuator (Reg.,no POC) SKP25 | 1032
7836324 | Gas Valve CES w Gskts WB2B | 206 | 1.6535 | 9.062 | 6.304 | 0.0394
9549967 | Gas Valve LP (HW), ½" x ½" GS1 | 260
7374693 | Gas Valve LP (HW), ½"x½" ECV/RN | 220 | 1.9996
7537392 | Gas Valve LP (HW), ¾" x ¾" ECD LP | 242 | 4.6297
9549246 | Gas Valve NG (HW), ½" x ½" ECD-65 - 180 | 237 | 1.0009
9549966 | Gas Valve NG (HW), ½" x ½" GS1 | 372
9544199 | Gas Valve NG (HW), ½" x ¾" ECD-200 | 349 | 0.50045
9543730 | Gas Valve NG (HW), ½"x½" ECV/RN | 220 | 1.1508
9543680 | Gas Valve NG (HW), ¾" Standing Pilot,G1N | 534 | 0.54895
9549462 | Gas Valve NG (HW), ¾" x ¾" G400 | 372 | 0.50045
9560483 | Gas Valve NG/LP (HW), ¾" x ¾" GS10 | 396
7418163 | Gas Valve NG/LP G120/G200 | 372 | 1.9401
9544324 | Gas Valve Redundant (HW), 1" RS | 562 | 4.6495
9544325 | Gas Valve Redundant (HW),1¼" RS-11/14 NG | 689 | 2.2002
7373113 | Gas Valve VK4115V, 120/1/60 WB1A | 396 | 1.8497
7134747 | Gas Valve wo Orifice CGS71D R10 20V | 446
7134200 | Gas Valve, 1¼"x1¼" RS11/14 TS NG | 912
7439313 | Gas Valve/Venturi Assly 120/1/60 WB1B | 475 | 2.7999
7369467 | Gas-flow cock R1/2 m. TAE | 90 | 0.92594 | 4.925 | 3.546 | 1.97
7834397 | Gasket (Burner Mesh) CU3A | 67 | 0.25574 | 6.107 | 6.107 | 0.394
7826524 | Gasket (Burner Tube) WB2B/B2Hx 160-530 | 21 | 0.22046 | 9.85 | 9.85 | 0.394
7826514 | Gasket (Burner Tube) WBxx/B2xx | 13 | 0.21164 | 5.91 | 5.91 | 0.394
7827024 | Gasket (Electrode Block) WB / B2xx | 20 | 0.033069 | 1.97 | 0.788 | 0.394
7844855 | Gasket (Flue Gas Coll) v2 B2xB 19-35 | 61 | 0.15432 | 6.698 | 4.728 | 1.182
7822133 | Gasket (Flue Gas Coll.) CU3A 94/125 | 35 | 0.55115 | 16.548 | 13.396 | 0.788
7826553 | Gasket (Flue Gas) d=110mm Skoberne | 28 | 0.15432 | 3.94 | 3.94 | 0.1576
7826553 | Gasket (Flue Gas) d=110mm Skoberne | 28 | 0.088185 | 5.516 | 5.516 | 0.788
7824837 | Gasket (Flue Gas), D80 Skoberne | 18 | 0.044092 | 3.546 | 3.546 | 0.394
5882216 | Gasket (Flue Gas), DN 60 (TD-only) WBxB | 24 | 0.044092
7828645 | Gasket (Flue Gas), DN 60 WBxB/B2xA 19-35 | 14 | 0.044092 | 5.91 | 4.0582 | 0.394
7826471 | Gasket (Flue Gas), DN60 WBxB/B1/B2xx Sm. | 10 | 0.017637 | 2.758 | 2.758 | 0.788
7827025 | Gasket (Ignition Electrode) WB2B / B2xx | 20 | 0.044092 | 2.364 | 0.788 | 0.394
7834396 | Gasket (Radial Fan) CU3A | 60 | 0.22046 | 6.107 | 61.07 | 0.394
7829796 | Gasket (Radial Fan) WBxB | 15 | 0.039683 | 4.137 | 3.2308 | 0.2364
7842392 | Gasket (Set of 5, 21x30x2) B2 | 9 | 0.030865 | 5.516 | 3.152 | 0.394
7828003 | Gasket (Set of 5, 23x30x2) v1 B2xx | 18 | 0.044092 | 4.137 | 2.955 | 0.788
7817686 | Gasket (Set) WB2A-44/60 | 32 | 0.13228 | 7.092 | 3.94 | 0.788
7838810 | Gasket (side) SP2A | 9 | 0.044092 | 4.334 | 2.167 | 0.394
7838811 | Gasket (vacuum tube) SP2A | 11 | 0.044092 | 3.546 | 3.546 | 0.591
7835225 | Gasket 1¼ (Set of 5) B2Hx 160-530 | 18 | 0.1455 | 1.97 | 1.182 | 0.394
7088562 | Gasket 21 x 30 x 2 (Set of 5) VGA | 9 | 0.022046 | 1.182 | 1.182 | 0.0788
7815323 | Gasket 21 x 30 x 3 Neut. | 4 | 0.022046 | 0.7289 | 0.4728 | 0.01576
7827781 | Gasket 80 x 80 x 3mm (pair), GS1/RN/AR | 13 | 0.070548 | 3.152 | 3.152 | 0.394
9561367 | Gasket A 17 x 24 x 2 (GRN) LP WB1B | 2 | 0.0066139
7820888 | Gasket GF 25 x 15 x L=2000 | 115 | 1.9842 | 11.82 | 8.668 | 1.182
7820850 | Gasket GF 9 x 7 L=1000 VSB | 29 | 0.48502 | 5.122 | 4.334 | 1.576
7817185 | Gasket GF, 316mm I.D. WB2A-44/60 | 32 | 0.35274 | 9.653 | 3.94 | 0.4728
7820302 | Gasket Rope GF, 20x15 L=3000mm | 85 | 2.6455 | 8.274 | 10.244 | 2.758
7815128 | Gasket Seal (Soudal, 310ml Tube, RED) | 85 | 1.0141 | 9.85 | 5.91 | 1.97
7823846 | Gasket Set (Flue Gas) WB1A | 14 | 0.17637 | 5.91 | 5.91 | 1.379
7831382 | Gasket Set (Gas Vlv/Venturi Assly) WB1B | 56 | 0.13228 | 4.728 | 4.728 | 0.394
7826218 | Gasket Set (P-Trap 19x2mm) WB1A | 9 | 0.044092 | 4.137 | 2.955 | 0.788
7826217 | Gasket Set A17x24x2 (Set of 5) WBxx/B2xx | 8 | 0.022046 | 5.91 | 4.334 | 0.394
7134811 | Gasket Set DN20 | 8
7134812 | Gasket Set DN25 | 8
7552462 | Gasket Set DN25B | 8
7316283 | Gasket Set PS10/PS20 | 14 | 0.024251 | 2.955 | 2.364 | 0.3152
7826540 | Gasket Set WB2B-45/60 | 21 | 0.044092 | 4.334 | 2.955 | 0.788
7828929 | Gasket Set WB2B-80/105 | 14 | 0.044092 | 6.304 | 4.137 | 0.394
7828747 | Gasket Set, Plate Ht. Exch. CPK | 54 | 0.13228 | 8.7862 | 8.9832 | 1.0638
7817898 | Gasket Set, WB2A | 87 | 0.22046 | 11.623 | 7.88 | 0.5516
7819746 | Gasket Set, WB2A-24/32 | 64 | 0.17637 | 7.88 | 7.486 | 0.4334
7827490 | Gasket union connection | 14 | 0.044092 | 1.576 | 1.576 | 0.394
7818051 | Gasket, (Set) WB2A-44/60 | 27 | 0.044092 | 6.107 | 3.152 | 0.788
7818997 | Gasket, 1.6m (f Flue Gas Coll) | 36 | 0.55115 | 10.638 | 9.456 | 0.985
9543879 | Gasket, 1/16" x ½" Fiberglass (in Mt) | 12
9543700 | Gasket, 1¼" f EC,AR Boilers | 4
7819593 | Gasket, 110 x 110 x 3mm GS10 | 16 | 0.088185 | 7.092 | 4.728 | 0.0394
7810729 | Gasket, 112mm (No Hole) HC/VC-HG | 31 | 0.13228 | 5.91 | 5.91 | 0.197
7810040 | Gasket, 181 x 131mm Oval f HC Cleanout | 73 | 0.13228 | 7.092 | 5.122 | 0.197
7441967 | Gasket, 24 x 17 x 2 mm DNHX | 2
7816154 | Gasket, 32 x 43 x 2mm | 13 | 0.0088185 | 12.608 | 16.942 | 0.985
7441993 | Gasket, 38 x 27 x 2 DNHX | 5
7815337 | Gasket, 42x56x2mm Divicon 1¼" | 7 | 0.022046 | 2.167 | 2.167 | 0.0788
7842103 | Gasket, 6" ANSI Blr Mfld | 42
7820128 | Gasket, Assortment ½",¾" WB2A / CPK | 13 | 0.013228 | 7.092 | 3.94 | 0.1182
9543394 | Gasket, f Venter Assly ECV-065 - ECV-200 | 9
7221914 | Gasket, Flue Gas Coll 12x12x3500 VSB | 237 | 0.66139 | 20.094 | 9.85 | 1.773
7815442 | Gasket, Return 2 VSB 37-72 | 16 | 0.088185 | 5.9888 | 5.9888 | 0.0788
7839094 | Gasket, Side Cover SPE | 12 | 0.044092 | 2.364 | 2.364 | 0.2758
7810010 | Gasket, Supply/Return BEA, BE, 13516 | 16 | 0.11244 | 5.122 | 4.728 | 0.197
7815443 | Gasket, Supply/Return VSB-72/89 | 22 | 0.088185 | 7.092 | 7.092 | 0.0788
7818545 | Gasket, WB2A-44/60 | 55 | 0.13228 | 10.244 | 9.85 | 0.1182
7831673 | Gaskets NG/LP (Set of 5) WBxB / B2Hx | 24 | 0.026455 | 4.137 | 2.955 | 0.394
7268268 | General Connection Set (air vent) SD2A | 211 | 2.2046 | 9.259 | 5.713 | 3.349
7822118 | Grounding Electrode, VGA/VG | 49 | 0.066139 | 4.334 | 5.91 | 0.1182
7829792 | Grounding Wire, Ign. Electrode WB1B | 9 | 0.044092 | 6.304 | 1.576 | 0.197
7813536 | Grounding Wire, VGA/VG | 6 | 0.044092 | 5.713 | 3.152 | 0.591
7828649 | Guide Rails (Set of 2) WB1B | 19 | 0.17637 | 14.3022 | 3.94 | 0.394
9542952 | Half Coupling, 2½" Std BLK | 31 | 0.22046
7134819 | Half Union, 1" DN20 | 5
7816055 | Half Union, 1¼" Divicon | 16 | 0.48502 | 2.6004 | 2.6004 | 0.9062
7134820 | Half Union, 1½" DN25 | 5
7441979 | Half Union, G 1" DNHX / DN20B | 5
7441969 | Half Union, G 1¼" DNHX | 9
7816054 | Half Union, G1½" Divicon / S.Hdr | 8 | 0.30865 | 2.167 | 2.167 | 0.8668
7314060 | Half Union, Safety Header | 8
7134837 | Handle Cover f Ball Valve DN20 | 4
7134838 | Handle Cover f Ball Valve DN25 | 4
7817546 | Handle f Ball Valve RED Divicon | 4 | 0.022046 | 5.516 | 3.152 | 0.5516
7134831 | Handle f Ball Valve, BLK DN20 | 5
7134832 | Handle f Ball Valve, BLK DN25 | 5
7833683 | Handle f Mixing Valve Motor 7837524 | 24 | 0.022046 | 7.486 | 4.728 | 0.985
7813581 | Handle, Mixing Valve 3/4-Way ¾" – 1½" | 10 | 0.088185 | 5.91 | 5.516 | 0.591
7810052 | Handle, Mixing Valve 3/4-Way 2 to 2-1/2 | 16 | 0.044092 | 5.122 | 3.743 | 0.985
7838581 | Harness "145" KM-BUS B2Hx 68-125 | 35 | 0.088185 | 3.94 | 3.94 | 0.197
7837932 | Harness "145" KM-BUS B2TA | 29 | 0.13228 | 11.82 | 7.88 | 1.576
7839495 | Harness 100/35/54/PE B2Hx 160-199 | 62 | 0.44092 | 9.456 | 8.668 | 1.379
7839494 | Harness 100/35/54/PE B2Hx 68-125 | 59
7839472 | Harness 100/35/54/PE B2Hx 68-125 | 59
7828615 | Harness 100/35/54-Fan/GasVlv WB2B-80/105 | 75 | 0.44092 | 12.608 | 7.88 | 0.591
7133669 | Harness Assembly Pilot Burner RS | 60
7133668 | Harness Assembly Spark Plug RS | 72
9560947 | Harness ECDS | 24
7820412 | Harness f Prog.Unit, GC1/HK1M | 13 | 0.044092 | 5.319 | 0.197 | 0.197
7818377 | Harness f Pump Output WB2A-44/60 | 32 | 1.2346 | 7.683 | 5.319 | 2.561
7273132 | Harness Gas Valve w Plug #129 VG | 35 | 0.29983 | 9.456 | 9.3772 | 1.379
7826387 | Harness GND WB2B-19/26/35 | 54 | 0.48502 | 7.092 | 6.304 | 1.182
7133921 | Harness In-Forcer Comb. Air Blwr | 115 | 1.6998
7818575 | Harness Ion/PE WB2A-24/32 | 32 | 0.088185 | 7.88 | 7.88 | 1.182
7456834 | Harness Pump CPK | 85
7456845 | Harness Sensors CPK | 103
7839397 | Harness Set, PPC Module B2Hx | 124 | 0.68343 | 9.062 | 7.486 | 1.576
7819929 | Harness X11 WB2A-24/32 | 19 | 0.13228 | 10.047 | 7.683 | 0.4728
7818281 | Harness X11 WB2A-44/60 | 32 | 0.13228 | 7.486 | 4.728 | 1.182
7816504 | Harness X12 WB2A-24/32 | 25 | 0.66139 | 7.88 | 3.94 | 1.97
7816504 | Harness X12 WB2A-24/32 | 25 | 0.17637 | 7.683 | 7.289 | 0.4728
7816503 | Harness X12 WB2A-44/60 | 32 | 0.17637 | 6.501 | 5.713 | 0.985
7820354 | Harness X13 WB2A-24/32 | 64 | 0.24251 | 7.88 | 7.88 | 1.182
7820353 | Harness X13 WB2A-24C | 61 | 0.27558 | 9.456 | 9.062 | 1.576
7818379 | Harness X13 WB2A-44/60 | 73 | 0.39683 | 12.608 | 7.88 | 1.576
7820096 | Harness X14 WB2A-24/32 | 54 | 0.13228 | 7.289 | 7.683 | 0.788
7820355 | Harness X14 WB2A-24C | 50 | 0.12125 | 5.91 | 5.91 | 0.788
7818177 | Harness X14 WB2A-44/60 | 54 | 0.088185 | 7.88 | 10.244 | 0.394
7837574 | Harness X20 Step Motor WB1Bc | 42 | 0.2866 | 9.456 | 6.304 | 1.182
7831397 | Harness X21 WB1B | 237 | 0.26455 | 9.062 | 7.88 | 0.394
7837917 | Harness X21 WB1Bc | 42
7826320 | Harness X8 WB1A | 42 | 0.16314 | 7.88 | 5.122 | 1.182
7831478 | Harness X8/X9 (electrodes) WB2B-19/26/35 | 94 | 0.39683 | 6.698 | 6.698 | 0.985
7831479 | Harness X8/X9 (Electrodes) WB2B-45/60 | 111 | 0.30865 | 6.895 | 4.925 | 0.985
7828614 | Harness X8/X9 (Electrodes) WB2B-80/105 | 92 | 0.35274 | 11.426 | 7.88 | 0.788
7839491 | Harness X8/X9/Ioniz. B2Hx 68-125 | 63 | 0.48502 | 7.88 | 5.91 | 1.97
7826321 | Harness X9 WB1A | 31 | 0.030865 | 7.88 | 5.91 | 0.394
7826718 | Harness"100/35/54"(Fan/GasVlv)WB2B-45/60 | 54 | 0.44092 | 7.092 | 6.698 | 0.788
7819193 | Heat Conductive Paste, 0.5mL WB2 | 8 | 0.011023 | 5.516 | 3.152 | 0.591
7844863 | Heat Exch Assly, ASME v2 B2xB 19-35 | 1448 | 45.5915 | 15.563 | 15.76 | 19.2272
7373111 | Heat Exch Assly, ASME WB1A | 1481 | 37.4785
7831459 | Heat Exch Assly, ASME WB2B/B2xA 45-60 | 3910 | 62.8317 | 23.246 | 21.67 | 21.67
7839671 | Heat Exch Assly, ASME WBxB/B2xA 19-35 | 1055 | 35.1196 | 15.169 | 13.593 | 14.184
7819802 | Heat Exchanger (DHW) WB2A-24C | 526 | 9.083 | 13.987 | 8.471 | 5.713
7134787 | Heat Exchanger Assly, WB2A-24C/24 a ASME | 2378
7823022 | Heat Exchanger Assly, WB2A-24C/24 b ASME | 2783 | 43.2106 | 20.488 | 20.488 | 12.411
7134788 | Heat Exchanger Assly, WB2A-32 a ASME | 2569
7823023 | Heat Exchanger Assly, WB2A-32 b ASME | 3017 | 47.0025 | 20.488 | 20.488 | 12.411
7823021 | Heat Exchanger Assly, WB2A-44/60 a ASME | 4423 | 104.8076 | 26.595 | 24.428 | 15.366
7823434 | Heat Exchanger Assly, WB2A-44/60 b ASME | 4423 | 104.7194 | 23.837 | 23.837 | 17.73
7057515 | Heat Exchanger Mono Size 12 | 1012 | 11.0231 | 22.458 | 9.062 | 9.062
7441995 | Heat Exchanger, B16DW/16, 4 x ¾" DNHX | 912
7441994 | Heat Exchanger, B16DW/30, 4 x ¾" DNHX | 1481
7826544 | Heating Flow Pipe WB2B-45/60 | 174 | 3.1306 | 33.884 | 8.274 | 3.94
7831389 | Heating Return Conn. Pipe WB1B | 64 | 0.39683 | 9.85 | 2.758 | 1.182
7831484 | Heating Return Conn. Pipe WB2B-19/26/35 | 60 | 0.61729 | 14.184 | 3.94 | 1.182
7826546 | Heating Return Conn. Pipe WB2B-45/60 | 116 | 1.3228 | 8.668 | 7.092 | 2.364
7826213 | Heating Return Connection Pipe WB1A | 81 | 0.44092 | 8.274 | 3.152 | 1.182
7831458 | Heating Return Piping WB2B-80/105 | 327 | 3.4392 | 12.608 | 6.304 | 1.97
7831386 | Heating Supply Conn. Pipe (Ht.Exch) WBxB | 153 | 1.1023 | 20.882 | 13.593 | 4.925
7831387 | Heating Supply Conn. Pipe WB1B | 103 | 0.74957 | 11.032 | 1.576 | 1.0638
7831482 | Heating Supply Conn. Pipe WB2B-19/26/35 | 92 | 0.83776 | 15.76 | 3.94 | 1.576
7828797 | Heating Supply Conn. Pipe WB2B-80/105 | 315 | 4.1447 | 41.173 | 17.533 | 4.728
7826212 | Heating Supply Connection Pipe WB1A | 160 | 0.50706 | 8.668 | 3.94 | 1.182
9543285 | Hex Bushing, ½" x ¼" NPT BMI | 4
9543284 | Hex Bushing, ½" x 3/8" BMI | 4
9624247 | Hex Bushing, ¾"M NPT x G½"F Brass | 29 | 0.14991
9544339 | Hex Bushing, 1 x ½" NPT BMI | 9
9549730 | Hex Bushing, 1 x 3/8" NPT BMI | 4
9646707 | Hex Bushing, 1" x ¾" Brass LL | 17 | 0.19842
9549293 | Hex Bushing, 1" x ¾" NPT BRASS | 3
9543283 | Hex Bushing, 1¼" x ¼" NPT BMI | 12
9646708 | Hex Bushing, 1¼" x ¾" Brass LL | 19 | 0.41888
9543282 | Hex Bushing, 1¼" x ¾" NPT BMI | 9
9645007 | Hex Bushing, 1¼" x 3/8" NPT BMI | 12
9549946 | Hex Bushing, 1½" x 1" | 16
9543718 | Hex Bushing, 1½" x 1¼" NPT BMI | 12
9542944 | Hex Bushing, 3/8" x ¼" | 9
9597257 | Hexagonal nut DIN 934; M10; galv. | 2 | 0.022046
7815906 | Hinged Cover CFL Prog. Unit | 19 | 0.044092 | 6.895 | 3.94 | 0.0394
7822709 | Hinges (Ctrl Housing, Set of 10) WBxB | 27 |  | 1.576 | 2.758 | 0.788
7838526 | Hinges (Ctrl Housing,Set of 2) GWxB/MW2C | 50 | 0.022046 | 2.364 | 1.576 | 0.394
7818282 | Hood (Internal) f Ctrl Unit, WB2A | 16 | 0.26455 | 11.82 | 9.85 | 1.576
7664151 | Horizontal Flue Terminal (CG) 110/160 | 146
7664149 | Horizontal Flue Terminal (CG) 60/100 | 77
7664150 | Horizontal Flue Terminal (CG) 80/125 | 85
9543390 | Hose Clamp f Press. Tube | 2
7837298 | Hose Connection, DN20 G1 V N-70 | 22 | 0.088185 | 3.94 | 2.364 | 1.576
7837300 | Hose Connection, DN25 G1 V N-70 | 22 | 0.088185 | 3.94 | 1.97 | 1.97
7837305 | Hose Connector, DN12 V N-70 | 29 | 0.044092 | 2.758 | 2.364 | 0.788
7820150 | Hose Elbow f P-Trap WB2A-24/32 | 26 | 0.044092 | 6.698 | 4.728 | 1.576
7134810 | Hose Nib DN20 / DN20B | 8
7837288 | Hose, DN20 5m V N-70 | 126 | 2.6896 | 13.396 | 12.411 | 4.334
7837297 | Hose, DN25 5m V N-70 | 133 | 4.1006 | 17.73 | 13.199 | 7.289
7441953 | Hose, transparent, d= 10 x 2 DNHX | 8
7837291 | Housing V N-70 | 112 | 4.0565 | 19.7 | 11.82 | 7.289
7838532 | Housing, Back GC/GW/HK/MW | 127
7837302 | Housing, V AH-300 V N-70 | 126 | 3.8581 | 16.548 | 12.608 | 12.608
7133528 | HSI Ignitor Bracket w Shield and Screws | 49
7822674 | Ht Exch. Connector d=80 WB2A-24/32 | 126 | 0.35274 | 13.002 | 9.456 | 3.94
9648808 | Hydrostat (HL) Model 3250-Plus | 186
7810583 | Ign. Electrode Block VEC, VEM-40/50/63 | 53 | 0.11023
7833166 | Ign. Unit ZTÜ230V 60Hz 2x7kV | 258 | 2.1164 | 9.062 | 5.713 | 3.349
7823837 | Ign./Ionization Electrode w. lead WB1A | 63 | 0.13228 | 7.486 | 4.728 | 0.788
7828718 | Ign.+Ioniz. Electrode Block WB1B/B1xA | 72 | 0.23589 | 5.7524 | 3.8612 | 1.3002
7419719 | Ign.Transf. (HW) Gas f RM7890 RS | 209
7827957 | Ign.Transf. BW12126-00 WB2B/C | 63 | 0.15432 | 2.364 | 1.576 | 1.182
7834490 | Ign.Transf. DCZ 2/24 WB2A r | 144 | 0.20062
7812114 | Ign.Transf. Gas VG | 443
7828522 | Ign.Transf. Module ZIG 2/12 WB1A | 54 | 0.13228 | 6.107 | 4.728 | 1.182
7812113 | Ign.Transf. Oil VEC | 230
7822083 | Ign.Transf. Oil VEM | 94 | 0.52911 | 4.334 | 3.152 | 3.152
7822082 | Ign.Transf. VGA | 89
7423620 | Ign.Transf. w Kit 110v WG20 | 420
7181919 | Ignition + Sensor Line Repl. Kit, WG30 | 166 | 2.489
7834066 | Ignition + Sensor Line, 380mm WG20 | 72
7834067 | Ignition + Sensor Line, 600mm WG30 | 85
7834073 | Ignition + Sensor Line, 700mm WG40 | 85
7822467 | Ignition Adaptor, 230V WB2A | 158 | 0.94799 | 10.244 | 5.319 | 2.364
7419720 | Ignition Cable (HW) RM7890 RS | 14
9543992 | Ignition Cable (HW), 36" RS | 36
7133280 | Ignition Cable (TS) RS, GS10 | 119
9549297 | Ignition Cable Red (Pilot) RN/GS1/GS10 | 16 | 1.0009
7133779 | Ignition Cable RN/GS1/GS10 | 36
7815390 | Ignition Cable Set VEC/VG/VEIII/Unit | 22 | 0.13228 | 12.411 | 1.379 | 0.591
7815161 | Ignition Cable, 20" AR | 17 | 0.02866 | 6.698 | 3.94 | 0.591
7816395 | Ignition Cable, VGA/VEM | 27 | 0.088185 | 6.501 | 4.531 | 0.394
7826515 | Ignition Electr. (w gskt) B2xx 68 | 60 | 0.26455 | 5.713 | 3.94 | 1.182
7826516 | Ignition Electr. (w gskt) WB2B / B2xx | 54 | 0.26455 | 5.713 | 3.94 | 1.182
7819592 | Ignition Electrode Block, RotriX-EV | 59 | 0.17637 | 4.334 | 3.152 | 0.3152
7810713 | Ignition Electrode Block, VEC, VEM-18-50 | 50 | 0.26455 | 4.531 | 3.546 | 1.97
7810147 | Ignition Electrode Chassis VEI/II Gas | 22 | 0.13228 | 5.713 | 3.94 | 1.379
9543495 | Ignition Electrode G120 (Short) | 92
9543487 | Ignition Electrode G200 (Short) | 103
9543479 | Ignition Electrode G400 (Short) | 119
7834072 | Ignition Electrode Gas WM-GL20/2-3 | 60
7132130 | Ignition Electrode Vitogas/Atola-RS | 58
7819627 | Ignition Electrode WB2A-24/32 | 82 | 0.2866 | 6.895 | 4.334 | 1.3002
7818363 | Ignition Electrode WB2A-44/60 | 72 | 0.39683 | 9.062 | 5.713 | 3.349
7834068 | Ignition Electrode WL20 | 60
7834071 | Ignition Electrode WM-G20 Std.Hd. | 60
7834070 | Ignition Electrode WM-L10/L20/GL10/GL20 | 36
7810142 | Ignition Electrode, Chassis VEI/II Oil | 59 | 0.22046 | 4.531 | 3.349 | 1.576
7810589 | Ignition Electrode, VG/VGA | 59 | 0.22046 | 5.91 | 3.94 | 1.379
7134954 | Ignition Module (Electronic) ECD/ECV LP | 220
7134955 | Ignition Module (Electronic) ECV NG | 220
7134953 | Ignition Module (Electronic) RN/GS1/GS10 | 237
7134952 | Ignition Module (Electronic) RS | 237
7418994 | Ignition Module (Electronic) S8600C3003 | 237
9543626 | Ignition/Sensor Cable, in Meters | 17
9543678 | Ignitor/Sensor (HW) (G1N/G2N) | 103
9566225 | Input Module 0-10V (GF) Magna | 211
7249069 | Input Module 0-10V OT | 344 | 1.0141 | 7.486 | 6.501 | 3.546
7576529 | Installation Set SP2A (USA) | 85
7576528 | Installation Set SPE (USA) | 85
7576527 | Installation Set Sx1B / Sx2A (USA) | 89
7560593 | Installation Set, CU3A | 253
7416035 | Installation Set, DN20 SRPS | 118 | 1.9996
7416036 | Installation Set, DN25 SRPS | 132 | 1.9996
7666576 | Installation Set, EHA 160/200L npt | 330 | 1.0009
7666575 | Installation Set, EHA 350L npt | 195 | 1.0009
7666574 | Installation Set, EHA 450L npt | 209 | 1.0009
7456837 | Installation Set, WB1B CombiPLUS Kit | 184
7822065 | Insul. Blanket CU3A 26/35 | 104
7424141 | Insul. Jacket HPM, 3000L CE | 1194 | 116.8449
7828347 | Insulating Ring WB2A-44/60 | 87 | 3.329 | 23.049 | 14.775 | 6.107
7819192 | Insulation (Ht Exch) WB2A-24C | 92 | 0.26455 | 15.76 | 8.668 | 3.546
9544194 | Insulation Blkt EC-065/80 | 23
9544195 | Insulation Blkt EC-100/115 | 30
9544196 | Insulation Blkt EC-140/155 | 36
9544197 | Insulation Blkt EC-180/200 | 36
7817421 | Insulation Blkt VB2/VBC/VNE-18 | 90 | 4.3211 | 23.64 | 20.488 | 13.79
5330679 | Insulation Blkt VB2/VBC/VNE-40 | 157 | 254.2721 | 78.8 | 32.308 | 3.94
5330768 | Insulation Blkt VB2/VBC/VNE-50 | 176 | 254.2721 | 0.0394 | 0.0394 | 0.0394
5330774 | Insulation Blkt VB2/VBC/VNE-63 | 198 | 22.2909 | 47.28 | 19.7 | 15.76
7817428 | Insulation Blkt VB2/VBC-22, VNE-27 | 111 | 4.8061 | 31.52 | 19.7 | 15.76
7834216 | Insulation Blkt, Front CU3A | 124 | 2.866 | 27.58 | 15.563 | 4.728
7817414 | Insulation Blkt, Front VB2-18 | 46 | 5.0706 | 19.7 | 19.7 | 15.76
7817415 | Insulation Blkt, Front VB2-22 | 50 | 1.1464 | 22.852 | 31.52 | 5.91
7817416 | Insulation Blkt, Front VB2-33 | 92 | 3.2187 | 37.036 | 26.792 | 2.364
5335615 | Insulation Blkt, Front VB2-40 | 61 | 3.5274 | 28.762 | 33.2536 | 2.955
5335616 | Insulation Blkt, Front VB2-50/63 | 68 | 7.0482 | 33.49 | 28.368 | 4.728
5136075 | Insulation Blkt, Front/Btm VSB-89 | 75 | 2.4251 | 29.944 | 9.062 | 9.062
5136074 | Insulation Blkt, Front/Top VSB-89 | 122 | 2.2487 | 21.276 | 8.668 | 19.7
5132384 | Insulation Blkt, Rear BEA-46/58, BE-46 | 77 | 2.2046 | 3.152 | 29.55 | 29.55
7817411 | Insulation Blkt, Rear VB2-18 | 50 | 1.455 | 20.488 | 13.79 | 6.107
7817412 | Insulation Blkt, Rear VB2-22 | 50 | 1.6094 | 15.76 | 14.184 | 10.244
7817413 | Insulation Blkt, Rear VB2-33 | 56 | 1.8078 | 16.154 | 10.244 | 11.82
7824224 | Insulation Blkt, Rear VB2-40 | 61 | 1.896 | 15.76 | 14.578 | 11.82
5335611 | Insulation Blkt, Rear VB2-50/63 | 68 | 40.8163 | 3.152 | 27.6588 | 34.081
5333694 | Insulation Blkt, Rear VBC/VB2-18 | 37 | 1.1023 | 26.398 | 26.398 | 3.152
5136076 | Insulation Blkt, Rear/Btm VSB-89 | 87 | 3.0865 | 33.49 | 9.85 | 9.85
5136073 | Insulation Blkt, Rear/Top VSB-89 | 107 | 3.9683 | 23.64 | 11.82 | 11.82
9544190 | Insulation Blkt, Top ECD-065/80 | 9
9544191 | Insulation Blkt, Top ECD-100/115 | 9
9544192 | Insulation Blkt, Top ECD-140/155 | 9
9544193 | Insulation Blkt, Top ECD-180/200 | 9
5136072 | Insulation Blkt, Top/Front VSB-89 | 271 | 8.6862 | 26.792 | 14.184 | 27.186
5136071 | Insulation Blkt, Top/Rear VSB-89 | 332 | 1.4991 | 3.94 | 5.91 | 15.76
7817565 | Insulation Blkt-Rear, VD1-22/33 | 50 | 1.1023 | 28.762 | 16.942 | 3.94
7205515 | Insulation Block, Left Side EC/ECD/ECV | 46 | 0.55115 | 0.0394 | 0.0394 | 0.0394
7205514 | Insulation Block, Right Side EC/ECD/ECV | 46 | 0.64595 | 11.032 | 8.274 | 1.97
7134801 | Insulation Case DN20 | 82
7861187 | Insulation Case DN20B | 72
7134802 | Insulation Case DN25 | 82
7552455 | Insulation Case DN25B | 146
7819185 | Insulation Cord, 7mm x 6m RMT 4000 | 64 | 0.59525 | 10.244 | 9.062 | 2.364
7838809 | Insulation Cover f Pipe Bend SP2A | 37 | 0.63934 | 6.895 | 7.092 | 7.092
7819401 | Insulation Cover f Pipe Bend, Vitosol | 46 | 1.0141 | 8.668 | 5.122 | 5.122
5130822 | Insulation Cover, Left Side EC | 30 | 3.0887 | 0.04925 | 9.062 | 11.7806
5130825 | Insulation Cover, Right Side EC | 30 | 3.0865 | 14.972 | 14.972 | 6.304
7827306 | Insulation EHA 450L | 11 | 4.4092
7441954 | Insulation Jacket Friwa/SolexMini DNHX | 266
7223823 | Insulation Mat, 344 x 344mm RMT RL5/RK4 | 64 | 1.0362 | 13.396 | 13.396 | 1.182
7223822 | Insulation Mat, 583 x 745mm RMT RL5/RK4 | 90 | 3.6597 | 29.353 | 23.049 | 1.182
7824731 | Insulation Ring EHA 160/200L | 9 | 0.22046 | 10.244 | 10.244 | 0.3152
7827273 | Insulation Ring EHA, HC-HG/NT | 9 | 0.13228 | 7.88 | 7.88 | 2.758
7816247 | Insulation, Air Capsule WB2A-24/32 | 9 | 0.35274 | 18.912 | 16.154 | 2.364
7159687 | Insulation, Burner Blast Tube | 18 | 0.52911 | 19.306 | 3.152 | 2.758
7825818 | Insulation, Burner Tray GS10-84 | 198 | 4.277 | 33.293 | 13.79 | 1.97
7810684 | Insulation, Burner Tray RN-245 | 46 | 1.1023 | 16.942 | 11.82 | 11.82
5153156 | Insulation, Burner Tray RN-280 | 50 | 1.1684 | 13.79 | 8.471 | 5.516
7223865 | Insulation, Comb.Chbr.Dr.Refr. RD0 | 234 | 11.6845 | 40.976 | 34.672 | 3.546
5335748 | Insulation, Draft Hood GS10-96 | 32 | 1.1707 | 0.7092 | 12.5292 | 33.0172
7825636 | Insulation, Mid-Panel GS1-48 | 139 | 4.5636 | 45.113 | 14.184 | 6.698
7515585 | Insulation, Vitotec Safety Header | 30 | 0.37479 | 9.85 | 6.304 | 4.728
7819226 | Insulation,Tk Snsr Wl EHA/HC-HG/HC/VC-NT | 9 | 0.044092 | 10.244 | 5.91 | 1.97
7837339 | Interconnection Hose, DN10 V N-70 | 22 | 0.088185 | 7.486 | 5.516 | 0.788
7837304 | Interconnection Hose, DN12 V N-70 | 97 | 2.6896 | 10.441 | 10.441 | 6.895
7838806 | Interconnection Pipe w Insulation SP2A | 102 | 1.7857 | 9.062 | 5.713 | 3.349
7839087 | Interconnection pipe with insulation SPE | 85 | 0.2866 | 7.092 | 5.122 | 2.167
7188620 | Interconnection Pipes (1 pair) SD2A | 58 | 0.39683 | 5.713 | 3.94 | 1.379
7248239 | Interconnection Pipes (1 pair) Vitosol-F | 69 | 0.39683 | 5.319 | 3.152 | 1.182
7507739 | Interconnection Pipes (each) SPE | 56 | 0.30865 | 6.895 | 5.122 | 2.167
7510993 | Interconnection Pipes (Set of 2) SP2A | 62 | 1.8298 | 9.062 | 5.713 | 3.349
7837272 | Interconnector 1/4 KW10A/B | 17
7511936 | Interface Adaptor, VBus to PWM (0-10V) | 242 | 0.79807
7416050 | Interface Adaptor, VBus to USB w Softw. | 244 | 0.34833
7834235 | Ionisation Electrode w Gsk WB2B-45-105 | 66 | 0.22046 | 5.713 | 3.9006 | 1.3002
7819628 | Ionisation Electrode WB2A-24/32 | 60 | 0.24251 | 6.698 | 5.122 | 2.0488
7818364 | Ionisation Electrode WB2A-44/60 | 60 | 0.24251 | 6.895 | 5.122 | 2.364
7133780 | Ionization Cable RN/GS1/GS10 | 24
7818932 | Ionization Cable WB2A-44/60 | 32 | 0.088185 | 10.638 | 7.88 | 0.591
7819924 | Ionization Cable WB2A-44/60 | 32 | 0.088185 | 8.668 | 7.683 | 0.5122
7836489 | Ionization Electr. (w Gskt) B2Hx 160-352 | 72 | 0.19842 | 7.092 | 4.334 | 1.576
7836449 | Ionization Electr. (w Gskt) B2xx 68 | 60 | 0.17637 | 5.713 | 3.94 | 1.182
7839451 | Ionization Electr. (w Gskt) B2xx 94/125 | 60 | 0.17637 | 5.91 | 3.94 | 1.182
7834064 | Ionization Electrode A1 WM-G20 Std.Hd | 49
7813521 | Ionization Electrode Cable VG | 59 | 0.044092 | 5.516 | 3.152 | 0.591
7817243 | Ionization Electrode Cable, VGA | 59 | 0.044092 | 4.6492 | 3.6248 | 0.591
9543602 | Ionization Electrode G120 (Short) | 103
9543486 | Ionization Electrode G200 (Short) | 103
9543476 | Ionization Electrode G400 (Short) | 103
7132129 | Ionization Electrode Vitogas/Atola-RS | 58
7834234 | Ionization Electrode w Gsk WB2B-19/26/35 | 60 | 0.17637 | 3.94 | 5.713 | 1.3002
7810148 | Ionization Electrode, VEI/II VGA/VG | 62 | 0.17637 | 5.713 | 3.94 | 1.379
7341071 | Isolation Valve (brass) DN25 WB2A-44/60 | 111 | 0.93917 | 4.334 | 3.152 | 3.152
7819925 | Jumper Plug #158 WHT, Ionization WB2 | 14 | 0.044092 | 5.91 | 3.94 | 0.8274
7273131 | Jumper Plug Nr. 111 VG | 22 | 0.44092 | 5.319 | 3.2702 | 0.5516
7133393 | KM-BUS Expansion Module | 141 | 3.3003
7839800 | Kugelhahn Rücklauf DN25 | 302 | 2.866 | 7.289 | 5.319 | 3.546
7133897 | Lead Lag Expan. Kit f KW2/3 w 100 | 793 | 3.9992
9543951 | Left End Section RS | 991
9544200 | Left Side Panel, SIL ECD 065-155, ECV | 184
9544201 | Left Side Panel, SIL ECD-180/200 | 197
7813519 | Leitung,Magnetventil | 35 | 0.36817 | 10.244 | 9.259 | 1.576
7819544 | Leveling Bolt (Each) | 10 | 0.22046 | 6.304 | 5.122 | 0.2364
7811431 | Leveling Bolt (Each) RMT 125-270 | 22 | 0.022046
7835110 | Leveling Bolt B2Hx 160-352 | 40 | 0.11023 | 5.91 | 3.94 | 1.576
7205721 | Leveling Feet (Set of 4), anti-vibration | 401 | 3.0424 | 8.274 | 4.728 | 3.546
7318974 | Lifting Magnet, RotriX 18-27kW | 119 | 0.70107 | 4.2552 | 3.152 | 3.152
5216683 | Light Conductor, Vitotronic | 2
7818162 | Linseed Oil (Graphite), BLK (Can 200mL) | 32 | 1.0141 | 7.88 | 5.91 | 2.955
9024159 | Locating Studs | 7 | 0.22046
7819282 | Lock Mechanism (Burner Hood) VEIII/VEM | 13 | 0.039683 | 5.516 | 3.152 | 0.788
7819591 | Lock Mechanism VR2, GS1/GS10 | 19 | 0.044092 | 5.122 | 3.152 | 0.0788
7441975 | Lock Nut ¾" DNHX | 5
7810001 | Lock Washer, Mixing Valve 3/4" - 1-1/2" | 7 |  | 6.304 | 5.91 | 0.0394
7831618 | Locking Assly (left/right) B2xx | 76 | 0.044092 | 4.137 | 2.955 | 0.788
7817909 | Locking Clip Set (Return) WB1A | 35 | 0.044092 | 5.91 | 3.94 | 0.1576
9609467 | Loctite 55 Pipe Sealing Cord 50m/164' | 24 | 0.099208
9560178 | Loctite 565 Sealant, 6ml Tube | 24
7510526 | LON Communication Module, LAN1 | 130 | 0.19842 | 5.713 | 5.319 | 1.97
7134631 | LON Conn. Terminal (DIN-rail mount) | 143
7171784 | LON Conn. Terminal (wall-mount, 2 pcs) | 115 | 0.81571 | 6.3828 | 6.304 | 3.8612
7133966 | Low Press. Gas Switch w Instr. | 309
9560446 | Lower Inner Panel RS-11 SIL | 727
7498530 | Low-Loss Header 120/80 w Insulation v3 | 564 | 32.0001
7498529 | Low-Loss Header 80/60 w Insulation v3 | 377 | 11.0011
7834470 | Low-Loss Header, 160/80 v3 | 1369 | 125.002
7834471 | Low-Loss Header, 200/120 v3 | 1746 | 162.0021
7834472 | Low-Loss Header, 250/150 v3 | 1953 | 178.5742
7834473 | Low-Loss Header, 300/200 v3 | 2171 | 339.5115
7834474 | Low-Loss Header, 400/200 v3 | 2589 | 411.1616
7834475 | Low-Loss Header, 450/250 v3 | 4449 | 595.2474
7834476 | Low-Loss Header, 500/300 v3 | 5286 | 859.8018
7834477 | Low-Loss Header, 600/400 v3 | 7512 | 1212.541
7834478 | Low-Loss Header, 650/450 v3 | 10511 | 1543.234
7834479 | Low-Loss Header, 700/500 v3 | 13874 | 1609.3726
7819602 | Lubricant 6g WB / B2 / Vitosol | 12 | 0.026455 | 4.925 | 4.925 | 0.0788
9543386 | Male Connector, 1/8" x ¼"Tube (US) | 4
9560228 | Male Connector, 3/8 x 3/8" VPN 48-6C | 5
7255280 | Manifold, EC-180/200, AR-185 | 179 | 3.5715 | 20.882 | 7.486 | 3.94
7254781 | Manifold, VG | 87 | 0.88185 | 8.668 | 5.122 | 5.122
7510989 | Manifold, Vitosol 200-T SP2A 1.26m² | 492 | 22.7958 | 47.28 | 14.578 | 7.486
7510985 | Manifold, Vitosol 200-T SP2A 1.51m² | 612 | 22.0462 | 47.28 | 14.972 | 7.88
7510986 | Manifold, Vitosol 200-T SP2A 3.03m² | 1182 | 48.5016 | 86.68 | 14.578 | 7.486
7507762 | Manifold, Vitosol 200-T SPE 1.63 m² | 602 | 33.0693 | 53.584 | 14.381 | 8.274
7507741 | Manifold, Vitosol 200-T SPE 3.26 m² | 1099 | 61.7294 | 99.288 | 14.381 | 8.668
7134390 | Matrix Burner Assly WB2-44 a | 2190 | 26.4995
7134391 | Matrix Burner Assly WB2-60 a | 2190 | 26.235
7134388 | Matrix Burner Assly WB2A-24C/24 | 1384 | 14.8591
7134389 | Matrix Burner Assly WB2A-32 | 1384 | 15.6087
7134610 | Matrix Burner Assly WB2A-44 b | 2190 | 22.0462
7134611 | Matrix Burner Assly WB2A-60 b | 2190 | 22.0462
7834391 | MatriX Burner Mesh (w Gskt) CU3A 160/199 | 682 | 3.0865 | 10.047 | 10.047 | 7.486
7819629 | Matrix Burner Mesh WB2A | 393 | 2.6455 | 13.593 | 10.441 | 7.88
7820279 | Matrix Burner Mesh WB2A-24/32 | 408 | 3.329 | 13.396 | 10.244 | 7.486
7817696 | Matrix Burner Mesh WB2A-44/60 | 1049 | 9.5019 | 18.715 | 13.79 | 12.608
7438025 | Maximum pressure limiter 0-6 bar | 524 | 1.3448 | 6.107 | 4.728 | 3.546
7333827 | Mid Panel GS10-72 | 198
7333828 | Mid Panel GS10-84 | 215 | 15.4323 | 47.28 | 26.004 | 5.516
7333829 | Mid Panel GS10-96 | 215
7333779 | Mid Panel GS1-22/29 | 513 | 7.7162 | 23.64 | 19.7 | 7.88
7333780 | Mid Panel GS1-35/42 | 543 | 8.8185 | 37.43 | 22.064 | 6.304
7834145 | Mid Panel GS1-48 | 558 | 9.546 | 38.218 | 22.458 | 6.698
7333782 | Mid Panel GS1-60 | 580 | 7.0548 | 41.37 | 18.518 | 5.91
9544220 | Mid Panel SIL ECD/ECV-065/080 | 48
9544221 | Mid Panel SIL ECD/ECV-100/115 | 60
9544222 | Mid Panel SIL ECD/ECV-140/155 | 60
9544223 | Mid Panel SIL ECD/ECV-180/200 | 60
9543958 | Mid Section RS | 727
9543959 | Mid Section w ¾" Drilling RS | 727
7251841 | Mixer Head VG 18/22/33 | 227 | 1.9842 | 10.244 | 4.728 | 4.728
7817248 | Mixer Head, VGA-40 | 540 | 1.9401 | 14.578 | 3.743 | 4.728
7817249 | Mixer Head, VGA-50/63 | 540 | 1.411 | 14.775 | 3.743 | 4.925
7533424 | Mixing Valve Module | 545 | 3.9992
9543422 | Mixing Valve Motor Adaptor TMK/DEK 24V | 695
7542257 | Mixing Valve Motor, 120/1/60 Ni500 | 294 | 2.4251
7509472 | Mixing Valve Motor, 120/1/60 NTC | 297 | 2.4251 | 11.229 | 7.289 | 6.107
7134742 | Mixing Valve, 3-Way ¾" | 366 | 2.65
7134743 | Mixing Valve, 3-Way 1" | 389 | 2.65
7134744 | Mixing Valve, 3-Way 1¼" | 438 | 3.3091
7134745 | Mixing Valve, 3-Way 1½" | 490 | 3.5296
7134746 | Mixing Valve, 3-Way 2" | 578 | 4.8502
7134736 | Mixing Valve, 4-Way ¾" | 425 | 2.65
7134737 | Mixing Valve, 4-Way 1" | 456 | 2.65
7134738 | Mixing Valve, 4-Way 1¼" | 509 | 3.3091
7134739 | Mixing Valve, 4-Way 1½" | 564 | 6.4507
7134740 | Mixing Valve, 4-Way 2" | 811 | 9.449
7497469 | Mobile Solar Charge Station, 30L/min | 1172 | 61.7294
7824182 | Module (Cascade) MW1S | 2006 | 1.1464 | 8.077 | 7.683 | 6.107
7824183 | Module (ctl software) HK3S | 1131 | 1.3669 | 8.668 | 7.486 | 8.274
7185294 | Module (htg circuit ext) HK2S | 665 | 1.0582 | 6.698 | 6.304 | 3.94
7829791 | Module (htg circuit ext) HK3S/MW1S/MW2S | 781 | 0.88185 | 6.501 | 6.3434 | 3.7824
7824181 | Module (power 230v) MW1S / MW2S / HK3S | 600 | 1.3228 | 9.062 | 7.88 | 7.88
7820789 | Module (Relay) MW1S / HK3S / MW2S | 676 | 0.92594 | 6.698 | 6.501 | 3.94
7841106 | Motherboard (120/1/60, MB201) GC/GW | 327 | 1.1023 | 11.82 | 8.668 | 3.152
7836985 | Motherboard (ctl, line voltage) GC1 | 494 | 1.1023 | 11.623 | 8.471 | 3.152
7836986 | Motherboard (ctl, line voltage), GW2 | 587
7820185 | Motherboard (ctl, line voltage), MW1/MW2 | 197 | 0.63934 | 9.062 | 5.713 | 3.546
7837648 | Motherboard (line voltage, MB202) HK/MW | 322 | 0.61729 | 9.062 | 5.91 | 3.152
7837270 | Motherboard (LON-compatible) KW10A/B | 1032 | 2.2046
7837148 | Motherboard (low voltage, MB200) | 322 | 0.61729 | 10.244 | 9.062 | 3.743
7820193 | Motherboard (m.v. exp), NR2 MW1/2,GW2 | 276 | 0.52911 | 9.85 | 5.91 | 1.97
7134629 | Motherboard 120/1/60 HK1M | 447 | 1.4661
7837927 | Motherboard Dek SH2/SH4 120/1/60 | 502
7823982 | Motherboard G-LP1 universal NR1/NRC | 537 | 2.0723 | 13.987 | 8.471 | 5.713
7820290 | Motherboard G-LP4 300 GC1,GW2,MW1,MW2 | 276 | 0.61729 | 9.062 | 5.713 | 3.546
7837928 | Motherboard HK2/HK4 120/1/60 | 562
7440210 | Motherboard Replac. 120V Dek-DE/D1/D2 | 727
7133918 | Motherboard Replac. 120V Tmk-CFL/Dek-CFL | 419 | 2.5596
7133851 | Motherboard, 120V TMK-MC | 420 | 2.5596
7823985 | Motherboard, KW3 | 506 | 2.0283 | 13.593 | 8.471 | 5.319
9570410 | Motor Contactor, 110v (ABB) A9-30-10 | 155
9527162 | Motor Drive, 120V HK1/KW2/3/RN Actu Kits | 72
9549537 | Motorized Air Damper G400 | 17
7186256 | Mounting Bracket 2025 | 84 | 8.0028 | 79.785 | 1.773 | 1.576
7839088 | Mounting Bracket SPE/SP2A | 36 | 0.17637 | 2.561 | 1.4972 | 1.2608
7238793 | Mounting Bracket, Front VSB-72/89 | 90
7817418 | Mounting Bracket, Rear VB2 | 92 | 0.30865 | 5.319 | 4.925 | 1.576
7238794 | Mounting Bracket, Rear VSB-72/89 | 80 | 3.7699 | 13.396 | 7.092 | 1.576
5081573 | Mounting Bracket, Vitola Flue Gas Coll. | 31 | 0.13228 | 2.758 | 1.4578 | 1.182
7831677 | Mounting Clip (Condens.Drain) B2xx 19-35 | 12 | 0.044092 | 4.137 | 2.955 | 0.985
7817500 | Mounting Clip (Set of 2) WB2B/B2Hx | 11 | 0.024251 | 6.698 | 4.728 | 0.7092
7819407 | Mounting Clip (Set of 4) | 14 | 0.066139 | 3.94 | 3.94 | 0.788
7839099 | Mounting Clip SP2A | 11 | 0.022046 | 4.334 | 1.182 | 0.394
7249163 | Mounting Crossbars 100 H 25°-45° | 58 | 1.896 | 80.376 | 1.182 | 0.394
7249165 | Mounting Crossbars SV 25°-60° | 58 | 2.2708 | 86.68 | 1.379 | 0.591
ZK00825 | Mounting Hardware, horizontal SP2A | 241 | 16.75
7510997 | Mounting Hdw, angled 25˚ to 50˚ SP2A | 521 | 43.1665 | 99.288 | 8.668 | 5.516
Z003169 | Mounting Hdw, SH1 2.3 1 Coll. | 327
Z003176 | Mounting Hdw, SH1 2.3 10 Coll. | 2824
Z003170 | Mounting Hdw, SH1 2.3 2 Coll. | 608
Z003171 | Mounting Hdw, SH1 2.3 3 Coll. | 880
Z003172 | Mounting Hdw, SH1 2.3 4 Coll. | 1161
Z003173 | Mounting Hdw, SH1 2.3 5 Coll. | 1437
Z003174 | Mounting Hdw, SH1 2.3 6 Coll. | 1714
Z003175 | Mounting Hdw, SH1 2.3 8 Coll. | 2271
ZK00576 | Mounting Hdw, SPE/SP2A flat | 176 | 11.12
ZK00573 | Mounting Hdw, SPE/SP2A free-standing,30° | 410 | 25.9
ZK00574 | Mounting Hdw, SPE/SP2A free-standing,45° | 410 | 28.6
ZK00575 | Mounting Hdw, SPE/SP2A free-standing,60° | 410 | 30.3
ZK00589 | Mounting Hdw, SPE/SP2A sloped, vertical | 283 | 14.42
ZK00583 | Mounting Hdw, SPE/SP2A sloped,horizontal | 360 | 20.2
Z003097 | Mounting Hdw, SV1 2.3 1 Coll. | 252
Z003104 | Mounting Hdw, SV1 2.3 10 Coll. | 1854
Z003098 | Mounting Hdw, SV1 2.3 2 Coll. | 414
Z003099 | Mounting Hdw, SV1 2.3 3 Coll. | 595
Z003100 | Mounting Hdw, SV1 2.3 4 Coll. | 773
Z003101 | Mounting Hdw, SV1 2.3 5 Coll. | 958
Z003102 | Mounting Hdw, SV1 2.3 6 Coll. | 1132
Z003103 | Mounting Hdw, SV1 2.3 8 Coll. | 1495
7508940 | Mounting Hdw, SVK 2 Coll. | 161 | 16.3142 | 90.62 | 3.94 | 2.364
9648879 | Mounting Kit (HL) w 4' Sensor | 61
9560201 | Mounting Kit f CL1000 | 377
9560202 | Mounting Kit f CL1500 | 377
9560203 | Mounting Kit f CL2500 | 377
9560200 | Mounting Kit f CS600 | 377
7441955 | Mounting Kit, SCU 123 DNHX | 40
7839600 | Mounting Plate (Ign.Module) B2xx | 29 | 0.079366 | 5.91 | 4.728 | 0.197
7839089 | Mounting Plate SPE/SP2A | 31 | 0.26455 | 3.5066 | 1.773 | 1.6154
7819943 | Mounting Plate WB2 | 15 | 0.13228 | 5.713 | 5.319 | 2.0094
Z003225 | Mounting Rack c/w Hdw, SH1 2.3 1 Coll. | 366
Z003232 | Mounting Rack c/w Hdw, SH1 2.3 10 Coll. | 3718
Z003226 | Mounting Rack c/w Hdw, SH1 2.3 2 Coll. | 732
Z003227 | Mounting Rack c/w Hdw, SH1 2.3 3 Coll. | 1098
Z003228 | Mounting Rack c/w Hdw, SH1 2.3 4 Coll. | 1464
Z003229 | Mounting Rack c/w Hdw, SH1 2.3 5 Coll. | 1830
Z003230 | Mounting Rack c/w Hdw, SH1 2.3 6 Coll. | 2196
Z003231 | Mounting Rack c/w Hdw, SH1 2.3 8 Coll. | 2986
Z005621 | Mounting Rack c/w Hdw, SP3 2m²+3m² | 559
Z003145 | Mounting Rack c/w Hdw, SV1 2.3 1 Coll. | 535
Z003152 | Mounting Rack c/w Hdw, SV1 2.3 10 Coll. | 5408
Z003146 | Mounting Rack c/w Hdw, SV1 2.3 2 Coll. | 1070
Z003147 | Mounting Rack c/w Hdw, SV1 2.3 3 Coll. | 1605
Z003148 | Mounting Rack c/w Hdw, SV1 2.3 4 Coll. | 2140
Z003149 | Mounting Rack c/w Hdw, SV1 2.3 5 Coll. | 2675
Z003150 | Mounting Rack c/w Hdw, SV1 2.3 6 Coll. | 3210
Z003151 | Mounting Rack c/w Hdw, SV1 2.3 8 Coll. | 4338
7317099 | Mounting Rail Clamps (Set of 4) Vitosol | 15 | 0.17637 | 3.152 | 2.167 | 1.182
7179235 | Mounting Rail Clamps (Set of 6) Vitosol | 29 | 0.26455 | 4.137 | 2.561 | 1.379
7507751 | Mounting Rail L=2340 SPE/SP2A | 83 | 9.1712 | 92.59 | 1.773 | 1.576
7507747 | Mounting Rail, L=2430 SPE/SP2A | 145 | 14.5064 | 95.742 | 3.152 | 1.576
7836183 | Mounting Rail, left B2Hx | 49 | 0.12787 | 13.396 | 1.182 | 0.591
7839812 | Mounting Rail, left B2TA | 104 | 1.2125 | 22.064 | 7.88 | 2.758
7836184 | Mounting Rail, right B2Hx | 49 | 0.11023 | 13.396 | 1.182 | 0.591
7839813 | Mounting Rail, right B2TA | 104 | 1.2125 | 22.064 | 7.88 | 2.758
7144630 | Mounting Rails 1 l=2050 | 155 | 12.897 | 81.558 | 3.94 | 1.97
7248570 | Mounting Set SH | 156 | 15.6969 | 95.742 | 3.94 | 2.561
7296486 | Mounting Set, Flat Roof | 559 | 36.1337 | 87.468 | 8.274 | 5.516
7839162 | Nameplate "Viessmann" 2013 | 36 | 0.044092 | 10.835 | 7.88 | 0.394
7552467 | Nameplate "Viessmann" DN25B | 8
7818560 | Nameplate (Set) Vitodens 200 | 28 | 0.044092 | 11.032 | 7.88 | 0.197
5284031 | Nameplate SIL/CLR Vitogas 050 (Vito) | 12 | 0.015432
7819230 | Nameplate Viessmann (Vito, Curved) | 30 | 0.044092 | 10.835 | 7.88 | 0.788
7820023 | Nameplate Vitocrossal 300 | 37 | 0.066139 | 9.85 | 1.97 | 1.182
7820082 | Nameplate Vitogas 100 | 29 | 0.044092 | 10.835 | 7.88 | 0.788
7819437 | Nameplate Vitorond 200 | 28 | 0.088185 | 14.578 | 11.426 | 0.591
7740947 | NB-6 Neutralization kit 300 to 6,000 MBH | 315 | 39.75 | 16 | 12 | 11.25
7740946 | NBT-23 Neutralization kit to 300 MBH | 93 | 4.55 | 13.75 |  | 4.75
7740948 | Neutralization granulate 2 lbs JJM | 26 | 2
7740949 | Neutralization granulate 31.5lbs JJM | 103 | 31.5
7437829 | Neutralization System V N-210 | 1174 | 71.6501 | 26.792 | 16.548 | 11.426
7441823 | Neutralization System V N-70 | 551 | 26.2791 | 19.7 | 12.608 | 14.578
9653032 | Nipple, ¼" NPT x 1½" BMI | 4
9549994 | Nipple, ½" x 2½" BMI | 4
9640798 | Nipple, ¾" Hex CPK | 8
9543294 | Nipple, ¾" x 1½" Short BMI | 9
9570696 | Nipple, ¾" x 2" Brass | 8
9560496 | Nipple, ¾" x 3" Brass | 11
9543293 | Nipple, ¾" x 3½" BMI | 3
9560681 | Nipple, ¾" x 3½" Brass WB1A/B | 16
9560495 | Nipple, ¾" x 4" BMI | 4
9636721 | Nipple, ¾" x 4½" Short Brass WB2B/B2Hx | 13
9543291 | Nipple, 1 x 3" BMI | 5
9542943 | Nipple, 1 x 4" BMI | 5 | 0.22046
9570778 | Nipple, 1¼" NPTM x 2½" Brass | 22
9549291 | Nipple, 1¼" x 4" BMI | 5
9516540 | Nipple, 1½" x 5" | 9
9560497 | Nipple, 34 x ¾" BMI GS10 | 29
9543707 | Norton HSI Ignitor 271D | 42
7818093 | Nozzle Line, VEM | 25 | 0.088185 | 7.88 | 5.713 | 1.773
5173027 | NR 100 Plug Housing VG | 4
7842088 | Nut G2 Blr Mfld | 43
7811760 | Oil Burner Blast Tube BE-18 | 209 | 1.1905 | 6.501 | 6.501 | 3.94
7811761 | Oil Burner Blast Tube BE-22/29 | 227 | 1.0582 | 6.501 | 6.304 | 3.94
7811762 | Oil Burner Blast Tube BE-35/46 | 267 | 1.2787 | 6.895 | 6.895 | 7.486
9543012 | Oil Filter Assly (Ov, 2 Strand) | 96 | 1.9996
7133088 | Oil Filter Insert (w O-Ring) | 16
7812755 | Oil Line VEC | 77 | 0.088185 | 9.456 | 5.91 | 1.97
9549510 | Oil Nozzle 0.40 x 80 H (Steinen) | 24
9517226 | Oil Nozzle 0.50 x 45 ST (Steinen) | 35 | 0.044092 | 5.516 | 3.152 | 0.788
7814889 | Oil Nozzle 0.50 x 60 S (Steinen) | 36 | 0.061729 | 5.516 | 3.152 | 0.788
9542980 | Oil Nozzle 0.50 x 60 SS (Delavan) | 17
9560847 | Oil Nozzle 0.60 x 45 S (Steinen) | 18
9549512 | Oil Nozzle 0.60 x 60 AS (Danfoss) | 17
9542974 | Oil Nozzle 0.60 x 60° A (Delavan) | 17
9543042 | Oil Nozzle 0.65 x .45B (Delavan) | 17
9501756 | Oil Nozzle 0.65 x 45 S (Steinen) | 35 | 0.088185 | 5.516 | 3.152 | 0.788
9507363 | Oil Nozzle 0.75 x 45 S (Steinen) | 35 | 0.088185 | 1.576 | 0.788 | 0.788
9549513 | Oil Nozzle 0.75 x 60 W (Delavan) | 17
9517216 | Oil Nozzle 0.85 x 45 S (Steinen) | 32 | 0.044092 | 5.516 | 3.152 | 0.985
9542982 | Oil Nozzle 0.85 x 60 AH Danfoss | 17
9542977 | Oil Nozzle 0.85 x 60W (Delavan) | 17
9542986 | Oil Nozzle 1.00 x 45 S (Steinen) | 18
9542978 | Oil Nozzle 1.00 x 60 W (Delavan) | 17
7814884 | Oil Nozzle 1.10 x 45 S (Steinen) | 33 | 0.044092 | 5.516 | 3.152 | 0.788
9507364 | Oil Nozzle 1.25 x 45 S (Steinen) | 32 | 0.063934 | 5.122 | 3.152 | 0.8274
9543034 | Oil Nozzle 1.25 x 60 B (Hago) | 17
9500479 | Oil Nozzle 1.35 x 45 S (Steinen) | 32 | 0.088185 | 1.576 | 0.788 | 0.788
9543036 | Oil Nozzle 1.65 x 45 B (Hago) | 17
9560848 | Oil Nozzle 1.65 X 45 S (Steinen) | 18
9562309 | Oil Nozzle 2.50 x 45 S (Steinen) | 85
7818896 | Oil Nozzle, 0.75 Gph Rotrix | 73 | 0.13228 | 5.516 | 3.152 | 0.788
7818893 | Oil Preheater RotriX | 240 | 0.63934 | 13.396 | 2.758 | 2.758
7834262 | Oil Pump 120V (Suntec) VEM/VEC ALV35C | 254 | 2.6455 | 5.91 | 3.94 | 4.334
7814877 | Oil Pump Adapter Fitting VEM | 6 | 0.044092 | 5.516 | 3.152 | 0.591
9543611 | Oil Pump AE67C L/GL1 | 562 | 2.5287
7834065 | Oil Pump AL75 110V WM-L10/2, GL10/1-2 TS | 663
7834069 | Oil Pump AL95 110V WM-L10/GL10/3-4 TS | 727
9549525 | Oil Pump Drive Key Adaptor F3-F20,BF3-5 | 16
9543616 | Oil Pump F3-F15,M3-M5,BF3-BF5 | 303 | 2.5287
7423612 | Oil Pump Set #2(Filter/Gasket) L/GL3 | 36
7838802 | Omega Clip (Each) SP2A | 9 | 0.050706 | 1.379 | 1.379 | 1.576
7841249 | Omega Clip, long SP2A | 11 | 0.066139 | 7.092 | 4.728 | 1.576
7815418 | On/Off Switch, E/KR Ctrl | 22 | 0.044092 | 4.334 | 2.955 | 0.591
7818141 | Optolink for Circuit Board, WB2A | 84 | 0.066139 | 7.486 | 4.728 | 1.379
7833974 | Orifice 02, NG/LP (YEL) B2xx 19 | 17 | 0.044092 | 5.122 | 3.152 | 0.788
9543392 | Orifice Pilot (HW),0.014"(LP)ECD/ECV/G1N | 6 | 0.11905
9549687 | Orifice Pilot (HW),0.020"(NG) AR | 5
9507085 | Orifice Pilot, 0.24mm (LP) RN/GS1/10 | 9 |  | 3.152 | 1.576 | 0.394
9507084 | Orifice Pilot, 0.38mm (NG) RN/GS1 #26 | 7 | 0.011023 | 5.516 | 3.152 | 0.197
9544244 | Orifice Pilot, 0.50mm RS LP | 36
9543768 | Orifice Pilot, 0.70mm RS NG | 36
9507073 | Orifice, 2.70mm Hex-12 EC | 7
9039024 | O-Ring (Med) f Mix Valve 3/4-Way, ¾"/1"r | 5 | 0.022046 | 3.152 | 1.576 | 0.394
7814726 | O-Ring (Med/Lg) f Mixing Valve | 4 | 0.0088185 | 7.683 | 5.91 | 0.0394
9532954 | O-Ring (Ov), f oil filter | 8 | 0.11023 | 2.1276 | 2.1276 | 0.1182
7835467 | O-Ring (Set of 3, ht.exch) B2Hx 160-352 | 11 | 0.022046 | 1.576 | 1.576 | 0.394
7838803 | O-Ring (Set of 4) SP2A | 9 | 0.022046 | 1.182 | 1.182 | 0.394
7831409 | O-Ring (Set of 5, 8x2) B2 | 31 | 0.024251 | 4.137 | 2.955 | 0.394
7839650 | O-Ring (Set of 5, BLK 24x2.5) | 31 | 0.026455 | 3.94 | 3.152 | 0.788
7839646 | O-Ring (Set of 5, supp/ret) B2Hx | 31 | 0.22046 | 5.516 | 3.152 | 0.788
7828766 | O-Ring 17x4 (Set of 5) CPK | 29 | 0.13228 | 8.7862 | 8.9832 | 0.197
7815125 | O-Ring 19 x 2,5 Simrit | 11 | 0.044092 | 5.516 | 3.152 | 0.1576
7831408 | O-Ring 34 x 3 (5 Pcs)only with 7828750 | 33
7828007 | O-Ring 35x4 (Set of 5) B2xx 19-60 | 18 | 0.044092 | 1.576 | 1.576 | 0.788
7814713 | O-ring for mixing valve 3 + 4 | 9 | 0.0088185 | 5.91 | 6.1858 | 0.1182
7814712 | O-ring for mixing valve 3+4 | 9 | 0.022046 | 5.91 | 5.319 | 0.1182
7826214 | O-Ring Set (Heat Exchanger 21x3) B2xx Sm | 9 | 0.039683 | 4.137 | 2.955 | 0.788
7819604 | O-Ring Set (Set of 4) Vitosol | 16 | 0.0066139 | 4.728 | 5.122 | 0.0788
7830203 | O-Ring Set (Set of 4) Vitosol 300 | 24 | 0.0088185 | 5.122 | 3.152 | 0.197
7826215 | O-Ring Set (Supply/Return 18x3) B2xx Sm. | 10 | 0.037479 | 4.137 | 2.955 | 0.788
7008431 | O-Ring Set f Mix Valve 4-/3-Way, ¾"-1" | 21 | 0.0088185 | 1.97 | 1.97 | 0.0394
7008432 | O-Ring Set f Mix Valve 4-/3-Way, 1¼" | 16 | 0.022046 | 2.167 | 2.167 | 0.0394
7008434 | O-Ring Set f Mix Valve 4-/3-Way, 1½" | 16 | 0.011023 | 2.364 | 2.364 | 0.0394
7008436 | O-Ring Set f Mix Valve 4-/3-Way, 2" | 22 | 0.022046 | 3.152 | 3.152 | 0.0394
7008439 | O-Ring Set f Mix Valve 4-Way, 2½" | 34 | 0.022046 | 4.334 | 4.334 | 0.0394
7314244 | O-Ring Set f Pump Cover Divicon | 16 | 0.019842 | 7.486 | 4.728 | 0.0788
7815665 | O-Ring, 103 x 3mm Divicon | 13 | 0.022046 | 5.91 | 4.925 | 0.0788
7814716 | O-Ring, 50x3 Divicon | 7 | 0.022046 | 5.91 | 3.152 | 0.0394
9544245 | O-Ring, Pump Cover F3-F5, BF3-BF5 | 2
7533428 | OT/KM-Bus Module | 538 | 3.9992
9648803 | Outdoor Reset Kit (HL), OS-100 | 58
7838757 | Outdoor Reset Kit (HW) | 141
9543742 | Outlet Disk, 1¼" ECV-065 | 12
9543743 | Outlet Disk, 1½" ECV-080 | 12
7204258 | Oval Cap w Gskt + Plate VC-NT 160-500L | 263 | 3.3069 | 7.486 | 5.516 | 1.97
7834059 | Overload Relay TA 25 DU19 13-19A | 303
7134762 | Package Of Hemp, 6g | 2
9560568 | Packing Seal, 15x1420mm RS | 12
9560566 | Packing Seal, 15x750mm RS | 12
SK06456 | Paket Vitosol 200-FM 2xSV2F | 7100
SK06457 | Paket Vitosol 200-FM 2xSV2F | 6735
9038516 | Pan Hd Screw, M5 x 6 | 5 | 0.022046 | 3.152 | 1.576 | 0.394
7819534 | Panel Cap (Set of 5) | 8 | 0.044092 | 5.516 | 3.152 | 0.197
7452236 | Panel Mount Frame, HK1B/MW1B/MW2B | 148 | 2.5133 | 13.79 | 8.668 | 5.516
7819256 | Panel Plug (Set of 6) | 4 | 0.044092 | 7.486 | 4.728 | 0.394
7837290 | PH Indicatorstick (Set of 3) V N-70 | 29 | 0.022046 | 5.122 | 3.546 | 0.197
7834891 | Photocell RL | 349
9543387 | Pilot Adaptor RN/GS1/GS10 | 12
9544311 | Pilot Assly (Siemens), QSZ1.070 RS | 420 | 0.37479
7134275 | Pilot Assly (w NG/LP orif) RN/GS1/GS10 | 103 | 0.22046
7133695 | Pilot Assly w Shield, Q345A ECD/ECV/AR | 85
9543679 | Pilot Burner (HW) G1N Pilot | 72
7133529 | Pilot Extension Kit Atola-G1N | 49
9543391 | Pilot Orifice (HW),0.018" (NG) AR/EC/G1N | 9
9544326 | Pilot Press. Regulator (Maxitrol) RS | 42 | 1.9996
9543383 | Pilot Shield ECD/ECV | 16
9544327 | Pilot Valve (ASCO) 1/8", 24V RS | 220
9544320 | Pilot Valve (HW), 120V RS | 237 | 0.14991
7815006 | Pin BEA | 6 | 0.044092 | 5.516 | 3.152 | 0.394
7839097 | Pin for Side Cover SP2A | 22 | 0.022046 | 1.97 | 0.788 | 0.2364
7838807 | Pipe Bend SP2A | 115 | 0.55115 | 3.546 | 3.349 | 1.182
7819403 | Pipe Bend Vitosol | 142 | 0.61729 | 5.122 | 3.94 | 1.576
7838808 | Pipe Bend w Air Bleed SP2A | 198 | 0.72752 | 6.304 | 3.94 | 1.182
7827429 | Pipe Clamp DN25 (Set of 5) B2HA 285-352 | 17 | 0.12346 | 1.576 | 1.379 | 0.394
7834420 | Pipe clip | 4 | 0.017637 | 0.985 | 0.985 | 0.394
7316263 | Pipe Coupling c/w Air Bleed Vitosol | 29 | 0.39683 | 3.94 | 2.758 | 0.788
7823508 | Pipe Plug (Set of 5) Vitosol 300 | 46 | 0.28881 | 3.94 | 3.94 | 1.576
7827516 | Pipe Plug, Vitosol | 42 | 0.13228 | 1.773 | 1.182 | 1.182
7416042 | Pipe Support Kit (Set of 4) SRPS | 33 | 1.9996
7441962 | Piston Valve DN20, 2 x ¾" DNHX | 119
7810409 | Plastic Door Pin AR | 4 | 0.022046 | 5.516 | 3.152 | 0.788
5204703 | Plastic Door Pin ECD/ECV/RN (TS) | 6
9543389 | Plastic Grommet E.C. | 2
5008996 | Plastic Knob, Safety Hi-Limit | 7 | 0.033069 | 7.486 | 3.152 | 0.788
9544312 | Plate f Pilot Burner (RS) | 23
9560552 | Plate f Pilot Burner RS | 36
7828746 | Plate Heat Exchanger 20 Plates 4 O-rings | 238 | 2.4251 | 11.426 | 5.91 | 2.758
7831659 | Plate Heat Exchanger CB10-26 B2Tx 35 | 175 | 2.8219 | 9.259 | 5.713 | 3.349
7813527 | Plug #130 w Cable Unit Burner | 49 | 0.35274 | 14.578 | 9.456 | 1.379
7818057 | Plug (3-Pole, #156) (Set of 3) | 22 | 0.088185 | 7.289 | 4.728 | 0.394
7817229 | Plug (3-Pole, #40) (Set of 3) | 24 | 0.044092 | 2.955 | 0.591 | 0.591
7817232 | Plug (3-Pole, #50) (Set of 3) | 22 | 0.068343 | 3.94 | 1.3396 | 0.7092
7037464 | Plug (3-Pole, Female, #41, BRN Base) | 13 | 0.066139 | 7.3284 | 4.9644 | 0.8274
7415056 | Plug (3-Pole, Male, #20) (Set of 3) | 22 | 0.088185 | 3.94 | 2.561 | 0.788
7270385 | Plug (3-Pole, Male, #41) | 16
5216698 | Plug (3-Pole, RAST-5, #1, ORG) | 12 | 0.011023
5216707 | Plug (3-Pole, RAST-5, #143, GRY) | 12
5295255 | Plug (3-Pole, RAST-5, #144) | 12
5216704 | Plug (3-Pole, RAST-5, #145, PNK) | 12
5216705 | Plug (3-Pole, RAST-5, #191, GRN) | 12 | 0.068343
5216699 | Plug (3-Pole, RAST-5, #2, ORG) | 12
9639233 | Plug (3-Pole, RAST-5, #20, WHT) wo Latch | 12 | 0.019842
9639234 | Plug (3-Pole, RAST-5, #21, WHT) wo Latch | 12 | 0.013228
5216700 | Plug (3-Pole, RAST-5, #3, ORG) | 12
9548844 | Plug (3-Pole, RAST-5, #40, GRN) | 12 | 0.0088185
5216701 | Plug (3-Pole, RAST-5, #5, ORG) | 12
7813421 | Plug (4-Pole, #52) (Each) | 26 | 0.088185 | 7.486 | 4.728 | 0.985
7813400 | Plug (4-Pole, Female, #90) | 19 | 0.088185 | 7.486 | 4.728 | 1.182
7415057 | Plug (4-Pole, RAST-5, #52) (Set of 3) | 22 | 0.13228 | 5.516 | 3.94 | 0.7486
7271891 | Plug (4-Pole, RAST-5, X4, PNK w Jumper | 11 | 0.022046
5216764 | Plug (4-Pole, RAST-5, X5, GRY) | 12
7270254 | Plug (6-Pole, Male/Female) | 25 | 0.12566
7270396 | Plug (7-Pole, Male, #41) | 25 | 0.13228 | 7.88 | 4.728 | 1.576
7819028 | Plug (7-Pole, RAST-5 #150, YEL) | 24 | 0.044092 | 4.728 | 3.152 | 1.182
7818273 | Plug (7-Pole, RAST-5 #41, PNK) | 14 | 0.044092 | 5.516 | 3.152 | 0.788
9560562 | Plug ¾" Mfig. 290 RS | 9
7837293 | Plug V N-70 | 13 | 0.022046 | 7.092 | 5.91 | 0.591
9544347 | Plug, ¾" NPT BMI | 4
7441991 | Plug, 3/8" DNHX | 5
9560863 | Pop Rivet, 1/8" x 3/8" Alum / Steel | 24
7338930 | Positioning Plugs (Set Of 2) EHA | 8 | 0.022046 | 5.516 | 3.152 | 0.985
7820366 | Power module (wired), MW1/MW2 | 61 | 0.22046 | 4.728 | 3.94 | 1.97
7842269 | Power Module 120-240/24V Vitogate | 180 | 0.41888 | 4.137 | 2.758 | 2.955
7134207 | Power Pump Ctrl Module WB2A-24/32 | 982
7855870 | Power Relay (Finder) 120V 10A 3PDT | 74 | 0.26455 | 3.546 | 2.955 | 1.182
7855871 | Power Relay (Finder) 120V 10A DPDT | 70 | 0.26455 | 3.349 | 3.349 | 1.182
7855869 | Power Relay (Finder) 120V 30A | 55 | 0.22046 | 3.743 | 2.167 | 1.379
7838587 | Power Supply Resol/Solar | 42
7134628 | Power/Pump Ctrl Module HK1M | 562
7133364 | Power/Pump Ctrl Module TMK-RN | 826 | 5.0001
7831396 | Power/Pump Ctrl Module WB1B | 416 | 2.7558 | 10.244 | 9.062 | 3.94
7837579 | Power/Pump Ctrl Module WB1Bc | 448 | 2.7778 | 10.244 | 9.062 | 3.743
7134208 | Power/Pump Ctrl Module WB2A-44/60 | 1141
7436069 | Power/Pump Ctrl Module WB2B v2 | 1200 | 15.3001
7245766 | Power/Pump Module, 120/1/60 WB1A | 423 | 2.4493
7441976 | Pr.Rel Valve (Caleffi) 6 bar CE DNHX | 137
7134840 | Pr.Rel Valve (Caleffi)87PSI CE DN20/DN25 | 35
9549944 | Pr.Rel Valve (Conbr.) ¾ x ¾" 45PSI | 46
9647464 | Pr.Rel Valve (Conbr.) ¾ x ¾" 80PSI | 60 | 0.65036
9641149 | Pr.Rel Valve (Conbr.) ¾ x 1" 60PSI | 119
9560183 | Pr.Rel Valve (Conbr.) ¾" x ¾" 60PSI | 46
7373572 | Pr.Rel Valve (Conbr.) 1 x 1" 85PSI | 159
9641150 | Pr.Rel Valve (Conbr.) 1 x 1¼" 60PSI | 198
9641151 | Pr.Rel Valve (Conbr.) 1¼ x 1½" 60PSI | 303
9641152 | Pr.Rel Valve (Conbr.) 1½ x 2" 60PSI | 420
9641153 | Pr.Rel Valve (Conbr.) 2 x 2" 60PSI | 625
7865173 | Pr.Rel Valve (Watts) ¾" (FF) 30PSI | 25
9543766 | Pre-Purge Timer Vitola-BE TS12145 | 36
7141377 | Press. Bypass Valve WB2A-24/32 | 176
7839652 | Press. Gage (PSI) w clip B2Hx 68-125 | 62 | 1.2125 | 14.578 | 11.032 | 0.788
7831391 | Press. Gage (PSI) WB1B | 54 | 0.17637 | 14.381 | 11.3078 | 1.97
7835884 | Press. Gage (PSI) WB2A | 69 | 0.30865 | 14.578 | 11.426 | 1.97
7831486 | Press. Gage (PSI) WB2B-19/26/35 | 56 | 0.22046 | 14.381 | 11.426 | 1.576
7831457 | Press. Gage (PSI) WB2B-45-105 | 63 | 0.30865 | 14.184 | 11.426 | 1.182
9542939 | Press. Gage (Winters) 0-100PSI 2" | 12
7134786 | Press. Gage (Winters) 0-100PSI 2" WB1A | 17
7134839 | Press. Gage 86psi, 1½" DN20/DN25 | 29
7819875 | Press. Gage Insert WB2A | 9 | 0.044092 | 8.471 | 5.122 | 1.7336
7316277 | Press. Gage, 6 Bar Solar-Divicon | 46 | 0.30865 | 4.334 | 3.349 | 2.167
7829171 | Press. Switch ECV-65/80/180/200 | 72
9560946 | Press. Switch, Cleveland ECV 100-155 | 60 | 0.24912
7822707 | Pressure Gauge Fitting WB2x | 10 |  | 1.576 | 1.576 | 0.788
7823843 | Pressure Switch Cable '201 order' WB1A | 19 | 0.044092 | 7.88 | 5.91 | 0.394
7825963 | Pressure Switch NH 140 (w Cable) N-70 | 382 | 0.39683 | 16.745 | 2.561 | 2.561
7305046 | Primary Air Baffle VEC 18/22/33 | 25 | 0.22046 | 6.501 | 3.94 | 0.788
7305047 | Primary Air Baffle VEC/VG 40/50 | 32 | 0.44092 | 4.334 | 3.152 | 3.152
7822312 | Primary Air Baffle, VGA 11-33 VEM 18-40 | 54 | 0.12125 | 9.653 | 5.713 | 2.167
7816359 | Primary Air Baffle, VGA 40-63 VEM 50-63 | 25 | 0.088185 | 4.137 | 2.167 | 2.167
7834890 | Primary Ctrl RMG88 G750-G900 | 1032
9543469 | Primary Ctrl Sub-Base F3-F20, BF3-5 | 36
9543610 | Primary Ctrl, Gas 525SE/A G120-G400 | 497 | 1.1993
9543609 | Primary Ctrl, Oil 530SE F3-F20,BF3-5 | 420
7418381 | Primary Relay (WR), 120/24V BE/EC/AR | 146
9560546 | Probe Hole Cover RS | 9
7317074 | Profile Clamp, Vitosol (Each) | 9 | 0.044092 | 2.364 | 2.167 | 0.591
7819748 | Profile Gasket (Left/Right) WB2A-24/32 | 13 | 0.044092 | 8.077 | 4.728 | 0.788
7818539 | Profile Gasket (Left/Right) WB2A-44/60 | 19 | 0.044092 | 5.91 | 6.304 | 0.788
7818022 | Profile Gasket (Top/Bottom) WB2 | 25 | 0.30865 | 10.638 | 9.85 | 0.394
7817676 | Profile Gasket WB2A-44/60 | 50 | 0.48502 | 14.184 | 4.728 | 0.9456
5088527 | Profiled Bolt, 35mm | 8 | 0.22046
7133383 | Prog. Unit (CFL), EN/FR | 681 | 0.95019
7823990 | Prog. Unit, GC1 | 301 | 0.61729 | 14.578 | 4.925 | 3.743
7823989 | Prog. Unit, HK1M | 447 | 0.5732 | 8.668 | 6.501 | 2.955
7823986 | Prog. Unit, KW2/KW3/GW/HK | 447 | 0.77162 | 14.775 | 3.743 | 4.728
7862298 | Prog. Unit, Vitotr 200 HO1B v3 dnu | 277
7815247 | Program Selector Switch Assly TMK-MC | 380 | 0.26676 | 5.516 | 5.319 | 2.167
7160616 | Protective Screen (316 SS) | 99
7828289 | P-Trap WB1A | 24 | 0.17637 | 5.91 | 3.546 | 1.97
7834783 | P-Trap WB1B | 41 | 0.26455 | 9.456 | 6.304 | 1.576
7818023 | P-Trap WB2A-24/32 | 25 | 0.26455 | 10.638 | 7.88 | 2.364
7817685 | P-Trap WB2A-44/60 | 32 | 0.42549 | 8.274 | 2.955 | 2.955
7819759 | P-Trap WB2A-44/60 | 32 | 0.26455 | 7.1708 | 3.94 | 1.97
7441596 | Pump (GF) UPS26-150F 115/1/60 | 695
7248585 | Pump (GF) UPS26-99FC 115/1/60 | 430
7819749 | Pump (GF) VIUPE-60 KM WB2A | 522 | 4.277 | 8.077 | 6.304 | 7.683
9544743 | Pump Aquastat, 40..100°C Ego55.18215.040 | 73
9609631 | Pump Aquastat, 95°F Ego EC/ECD/V/E/KR | 84
7811173 | Pump Cover (w O-Ring Set) Divicon | 62 | 1.6314 | 5.91 | 5.516 | 2.364
7516134 | Pump Flange (GF) Divicon | 143 | 1.8519 | 6.7374 | 6.2646 | 4.6492
7815716 | Pump Flange w Insert,O-Ring Divicon | 16 | 0.022046 | 3.2308 | 3.2308 | 0.0394
7837214 | Pump Head (GF) UPS15-78 CPK | 198
7823360 | Pump TK-3 (Submersible) 230/1/50 V N-70 | 1205 | 7.4516 | 11.623 | 8.077 | 7.289
7837090 | Push Button,1-pole GC/GW | 12 | 0.022046 | 1.97 | 1.576 | 0.394
7818467 | Push Nipple (Set Of 2) GS10 | 25 | 0.79366 | 5.122 | 2.561 | 1.97
9549506 | Push Nipple, 1½" EC,RN,AR,G1N | 9
9549646 | Push Nipple, 2½" RS | 17
7811430 | Push Nipple, RK/RL4 | 31 | 0.52911 | 6.698 | 3.94 | 1.576
7839609 | Radial Fan NRG118 w Flapper B2xx 19-35 | 394 | 3.7919 | 9.5742 | 8.865 | 7.3284
7831487 | Radial Fan NRG118 w Gskts WB2B-19/26/35 | 410 | 4.4092 | 9.653 | 9.062 | 7.486
7831369 | Radial Fan NRG118-CVI, 120/1/60 WB1B | 382 | 3.4833 | 10.047 | 9.85 | 6.107
7373112 | Radial Fan RG130, 120/1/60 WB1A | 556 | 4.5018
7831460 | Radial Fan RG148 w Gskts NG WB2B-80/105 | 674 | 6.702 | 11.229 | 9.85 | 10.047
7831456 | Radial Fan RG148 w Gskts WB2B-45/60 | 642 | 6.7902 | 11.426 | 9.85 | 10.244
7833512 | Radial Fan RG148 w Gskts WB2B-80/105 | 625 | 6.8784 | 11.426 | 9.85 | 10.244
7831025 | Radial Fan, RLS154 (wo electr) WB2A-24 | 696 | 10.5601 | 15.563 | 15.563 | 15.563
7831026 | Radial Fan, RLS154 (wo electr) WB2A-32 | 696 | 10.4499 | 15.563 | 15.563 | 15.563
7831027 | Radial Fan, RLS154 (wo electr) WB2A-44 | 695 | 11.3317 | 15.563 | 15.563 | 15.563
7831028 | Radial Fan, RLS154 (wo electr) WB2A-60 | 695 | 11.3758 | 15.563 | 15.563 | 15.563
7839090 | Rail Locking Plate (for flat install.) | 31 | 0.26455 | 4.4128 | 1.576 | 1.4578
9560442 | Rear Lower Panel, L.H. Side RS SIL | 60
5335618 | Rear Panel CHA/EHA 160/200 | 65 | 7.7162 | 23.64 | 23.8764 | 23.8764
7817390 | Rear Panel EHA 160/200L | 276 | 6.3934 | 37.43 | 29.156 | 4.728
7334488 | Rear Panel GS10-72 | 169
7334489 | Rear Panel GS10-84 | 169
7334490 | Rear Panel GS10-96 | 169
7334482 | Rear Panel GS1-22 | 186 | 8.6642 | 37.233 | 26.595 | 1.97
7334483 | Rear Panel GS1-29 | 351 | 7.7162 | 23.64 | 19.7 | 5.91
7334484 | Rear Panel GS1-35 | 370 | 10.2294 | 37.43 | 29.944 | 4.728
7334485 | Rear Panel GS1-42 | 370
7334486 | Rear Panel GS1-48 | 383 | 7.7162
7334487 | Rear Panel GS1-60 | 404 | 7.0548 | 47.28 | 27.58 | 5.91
7829443 | Rear Panel VB2-40 | 379 | 9.7444 | 37.036 | 28.762 | 2.364
7829444 | Rear Panel VB2-50/63 | 397 | 8.8185 | 37.036 | 30.338 | 1.97
7834355 | Rear Panel VB2-50/63 | 373 | 6.3934 | 37.43 | 26.398 | 2.364
7334499 | Rear Panel VB2-50/63 | 383 | 7.9366 | 23.64 | 19.7 | 5.91
7834748 | Rear Panel VNE-50/63 | 383 | 9.6562 | 37.43 | 26.792 | 1.97
7334500 | Rear Panel VR2-18/22/27/33 | 98 | 8.7303 | 39.006 | 27.186 | 4.334
7334501 | Rear Panel VR2-40/50/63 | 215 | 8.8185 | 40.582 | 22.852 | 2.758
9544204 | Rear Panel, SIL ECD/ECV-065/080 | 60
9544205 | Rear Panel, SIL ECD/ECV-100/115 | 71
9544206 | Rear Panel, SIL ECD/ECV-140/155 | 71
9544207 | Rear Panel, SIL ECD-180/200 | 85
9544235 | Rear Panel, SIL ECV-180/200 | 85
7223833 | Rear Section (ASME), RK4/RL4 | 1422 | 268.9636 | 47.28 | 31.52 | 11.82
5330581 | Rear Top Panel, VNE-22 | 312 | 2.2024 | 21.67 | 21.276 | 0.591
7817919 | Rebuild Kit (Suntec) VEM/VEC | 54 | 0.11023 | 8.274 | 5.91 | 1.182
7811749 | Rebuild Kit f Mixing Valve 3-Way, ¾" | 169 | 0.88185 | 7.092 | 5.91 | 2.758
7811448 | Rebuild Kit f Mixing Valve 3-Way, 1" | 169 | 0.88626 | 6.304 | 5.91 | 3.152
7811449 | Rebuild Kit f Mixing Valve 3-Way, 1¼" | 184 | 1.0538 | 6.698 | 5.91 | 3.152
7811450 | Rebuild Kit f Mixing Valve 3-Way, 1½" | 240 | 1.4021 | 4.728 | 3.94 | 3.546
7811590 | Rebuild Kit f Mixing Valve 3-Way, 2" | 272 | 2.381 | 5.516 | 3.94 | 3.94
7811751 | Rebuild Kit f Mixing Valve 4-Way, ¾" | 165 | 0.83776 | 6.304 | 5.91 | 2.561
7811511 | Rebuild Kit f Mixing Valve 4-Way, 1" | 169 | 0.78925 | 6.107 | 5.91 | 2.758
7811512 | Rebuild Kit f Mixing Valve 4-Way, 1¼" | 182 | 0.95681 | 7.092 | 5.91 | 2.758
7811513 | Rebuild Kit f Mixing Valve 4-Way, 1½" | 235 | 1.3228 | 4.728 | 4.728 | 3.94
7812440 | Rebuild Kit f Mixing Valve 4-Way, 2" | 269 | 2.3369 | 5.516 | 3.94 | 3.94
7811515 | Rebuild Kit f Mixing Valve 4-Way, 2½" | 468 | 4.1888 | 5.516 | 5.516 | 4.728
7374721 | Rebuild Kit MixingValve 125-200mm Centra | 420
7374719 | Rebuild Kit MixingValve 50-65mm Centra | 349
7374720 | Rebuild Kit MixingValve 80-100mm Centra | 396
9560717 | Red. Coupling, ¾" – ½" | 11
9549887 | Red. Coupling, 1½ x ¾" BMI | 17
9641145 | Red. Coupling, 2 x 1" BMI | 12
9641146 | Red. Coupling, 2" x 1¼" BMI | 12
9641147 | Red.Bushing, ¾" x ¼" NPT BMI | 4
9583047 | Red.Coupling ¾" – ½" Brass | 26 | 0.44092
9646709 | Red.Coupling 1" BSPT, ¾" NPT Brass LL | 25 | 0.59525
9646710 | Red.Coupling 1¼ BSPT, ¾" NPT Brass LL | 30 | 0.52911
9543290 | Red.Coupling, 1¼" x 1" BMI | 12
9560867 | Regulator ½" (Maxitrol) RV-52 | 112
9549463 | Regulator ¾" (Maxitrol) RV-52 | 85
9560866 | Regulator Spring (Maxitrol) Brown | 4
7834181 | Relay (IDEC), 24V DPDT Vitotr.100 | 24
7834180 | Relay (IDEC), 24V RJ "K1" Vitotr.100 | 24
7834155 | Relay (IDEC), 24V RQ "K1" Vitotr.100 | 24
7855872 | Relay (Schneider) 24-240V 8A SPDT t.del. | 124 | 0.19842 | 3.743 | 3.152 | 1.182
7373079 | Relay 12V SPDT 7134327 | 24
7424128 | Relay 240VAC SPDT 7436069 / 7424122 | 24
7424127 | Relay 24VDC DPDT 7436069 / 7424122 | 24
7837268 | Relay 24VDC DPDT KW10A/B | 24
7407172 | Relay Circuit Board (Dekamatik-M2) | 260
7814487 | Relay Circuit Board, DEK-M1 | 213 | 0.53572 | 5.91 | 5.319 | 2.167
9543943 | Relay Coil, 24V ECV / SR-VR 9400-01Q175 | 60
7133970 | Relay Module Subassly 120/24V, GS1 | 420
7134599 | RelayKit f Secondary DHW Pump WB2A-24/32 | 129 | 1.3007
7133381 | Remote Ctrl RS WB2A | 211 | 0.33069
7133380 | Remote Ctrl WS WB2A | 211 | 0.50045
7810607 | Renox Rod, D=6 x 190 mm Atola-AR/RN | 22 | 0.088185 | 8.668 | 3.152 | 0.197
7810564 | Renox Rod, D=6 x 220mm Atola-AR/RN | 22 | 0.11023 | 11.82 | 3.152 | 0.0394
7652207 | Repair Kit, Vent Pipe Adaptor B2xB | 179
7840346 | Repl. Blades (Set of 5, Cleaning Kit) | 46 | 0.055115 | 2.561 | 1.182 | 0.197
7574022 | Repl. Blower Kit (Universal) ECV 65-155 | 388
7509474 | Replacement Extension Module AM1 | 264 | 1.1023 | 9.062 | 5.713 | 3.152
7509475 | Replacement Extension Module EA1 | 269 | 0.99208 | 9.062 | 5.713 | 3.152
7509473 | Replacement Mixing Valve Module | 293 | 1.3228 | 9.062 | 5.713 | 3.349
7494314 | Replacement MV Controller 7837524 | 871 | 1.4991
7509478 | Replacement OT/KM-Bus Module | 376 | 0.88185 | 9.062 | 5.713 | 3.152
7509476 | Replacement Solar Module SM1 | 392 | 1.5432 | 9.062 | 5.713 | 3.152
7822297 | Reset Button Extension, VEM | 22 | 0.024251 | 5.319 | 3.349 | 0.788
9544133 | Resistor Assly Power Vent | 30
9543837 | Restriction Plate, 2 x 2" 8mm Hole RN LP | 5
9543727 | Retaining Plate, 2 x 2" 11mm Hole (RN) | 4
7819603 | Retaining Screw (Set of 3) Vitosol | 13 | 0.044092 | 5.516 | 5.516 | 0.0788
7819418 | Return Injector Nozzle VR2-18/22/27/33 | 16 | 0.044092 | 5.91 | 3.94 | 0.394
7168046 | Return Pipe, WB2A | 201 | 2.6169 | 13.79 | 8.668 | 5.516
9543952 | Right End Section RS | 991
9544202 | Right Side Panel, SIL ECD 065-155, ECV | 166
9544203 | Right Side Panel, SIL ECD-180/200 | 184
7819135 | Rocker Switch, WB2 | 25 | 0.044092 | 5.516 | 3.152 | 0.985
7181515 | Roof Bracket, Vitosol 280mm | 35 | 0.97003 | 11.032 | 3.349 | 2.364
7133379 | Room Temperature Sensor | 158 | 0.50045
7438537 | Room Temperature Sensor NTC | 145 | 0.24251 | 4.334 | 3.152 | 3.152
7812437 | Rotary Valve Divicon | 73 | 0.30865 | 5.91 | 5.516 | 0.985
7811471 | Rotary Valve f Mixing Valve 3-Way, ¾" | 73 | 0.26455 | 5.91 | 3.94 | 1.97
7811476 | Rotary Valve f Mixing Valve 4-Way ¾-1" | 73 | 0.22046 | 7.486 | 4.728 | 0.985
7811502 | Rotary Valve f Mixing Valve 4-Way, 1¼" | 73 | 0.30865 | 7.88 | 6.304 | 0.788
7811503 | Rotary Valve f Mixing Valve 4-Way, 1½" | 80 | 0.33069
7811504 | Rotary Valve f Mixing Valve 4-Way, 2" | 90 | 0.72752
7811505 | Rotary Valve f Mixing Valve 4-Way, 2½" | 165 | 1.4991 | 5.122 | 3.94 | 0.788
9543005 | Rubber Cover, 22 x 7 mm | 29
9543004 | Rubber Grommet, 26 x 1 mm | 4
7838801 | Rubber Retainers (Set of 12) SP2A | 31 | 0.044092 | 5.91 | 3.152 | 0.788
7262505 | Rubber Retainers (Set of 20) Vitosol | 29 | 0.072752 | 8.668 | 6.304 | 0.394
7839086 | Rubber retainers (Set of 9) SPE | 36 | 0.088185 | 6.698 | 6.107 | 0.788
9507210 | Rubber Washer ECD/ECV/AR Door Pins | 7 | 0.22046 | 2.364 | 1.576 | 0.394
9640805 | S.S. Flex Pipe, ¾ x 12" CPK | 24
7497468 | S.S. Flexible Piping ¾"G x 500mm | 33 | 0.13228
7133199 | Safety Header | 205 | 4.4996
7552464 | Safety Header, 87PSI CE DN25B | 184
7134813 | Safety Tee, ¾" DN20 | 130
7134814 | Safety Tee, 1" DN25 | 176
7316272 | Safety Valve 6 bar PS10/PS20 | 92 | 0.61729 | 4.137 | 3.349 | 2.167
7824496 | Schelle 140-160 | 10 | 0.13228 | 6.698 | 6.698 | 0.788
7818927 | Screw Cap f Fuse | 10 | 0.044092 | 5.122 | 3.152 | 0.591
7819953 | Seal Kit | 9 | 0.022046 | 5.713 | 4.6492 | 0.0394
7818118 | Sealant (Weber), Typ W 1000 (Tube 310mL) | 50 | 1.5873 | 8.471 | 2.167 | 2.167
7314416 | Sealant Rope GF 10x10x420 RK4/RL4 | 37 | 0.88185 | 10.244 | 0.788 | 0.788
7839724 | Sealing Grommet (each) B1xA/B2Hx | 24 | 0.083776 | 5.91 | 4.728 | 0.394
7831423 | Sealing Grommet (Set of 5) B2Hx 68-125 | 31 | 0.088185 | 4.137 | 2.955 | 0.985
9640809 | Sealing Grommet CPK | 4
7831393 | Sealing Grommet Set | 59 | 0.13228 | 3.94 | 2.955 | 0.985
7826219 | Sealing Grommet Set WB1A | 46
7826539 | Sealing Grommet Set WB2B-45/60 | 28 | 0.22046 | 7.88 | 7.092 | 1.576
7828800 | Sealing Grommet Set WB2B-80/105 | 50 | 0.30865 | 3.152 | 3.152 | 2.758
7826220 | Sealing Grommet WB1A | 14 | 0.088185 | 5.91 | 4.137 | 0.788
7819745 | Sealing Grommet WB2A / B2Hx | 9 | 0.044092 | 6.107 | 4.728 | 0.2758
7831055 | Sealing Grommet, D=54/18 B2Hx 19-35 | 36 | 0.022046 | 2.955 | 2.2458 | 0.394
7827995 | Sealing Grommet, DN60 WB1B / WB2B-19-35 | 17 | 0.044092 | 3.152 | 3.152 | 0.591
7816326 | Section, Interm. W¾,1" Snsrwll/Drn GS10r | 323 | 130.0726
7825825 | Section, Intermed. GS1 (ASME) | 219 | 32.1875 | 13.396 | 11.82 | 3.546
7825563 | Section, Intermed. GS10 (ASME) | 615 | 88.1848 | 22.852 | 21.67 | 3.94
7816325 | Section, Intermed. w M8 GS10 (ASME) | 659 | 130.0726
7825823 | Section, Left GS1 (ASME) | 302 | 44.0042 | 22.064 | 13.396 | 4.728
7825561 | Section, Left GS10 (ASME) | 833 | 147.7095 | 47.28 | 31.52 | 10.638
5281134 | Section, Right GS1 (ASME) | 260 | 0.0066139
7816323 | Section, Right GS10 (ASME) | 820 | 154.3234
9549812 | Sediment Faucet, ½" NPT | 12
7133852 | Seismic Brkt Kit, Vitogas 050 RS | 564
7820148 | Sensor #1 (Outdoor) | 159 | 0.17637 | 4.0188 | 5.319 | 2.8762
7242945 | Sensor #1 (Outdoor) E/KR / SR / KW10 | 89
7818116 | Sensor #1 (Outdoor) WB1B/WB2 Cascade | 161 | 0.10803 | 6.304 | 3.94 | 1.182
7837053 | Sensor #1 (outdoor, NTC) | 183 | 0.17637 | 3.2702 | 2.758 | 1.576
7450030 | Sensor #15 (flue gas) Dek | 288 | 0.5732 | 8.668 | 6.698 | 1.182
7452531 | Sensor #15 (Flue Gas, Immersion NTC) | 265 | 0.52911 | 8.274 | 5.91 | 0.788
7450630 | Sensor #15 (Flue Gas, Ni500) NR1/NR2 | 306 | 0.48502 | 8.274 | 5.91 | 1.182
7814618 | Sensor #160 (Immersion) f Swimming Pool | 195 | 0.33069 | 9.456 | 5.122 | 1.97
7450641 | Sensor #17 (return, immers.NI500) w well | 177 | 0.55777 | 8.274 | 5.91 | 1.182
7450042 | Sensor #17 (Return, Strap-on Ni500) LTP | 201 | 0.61729 | 9.062 | 3.94 | 2.364
7184197 | Sensor #2 (c.supply, immers. NI500) MW2 | 166 | 0.30865 | 10.244 | 9.456 | 0.985
7450041 | Sensor #2 (Immersion) Dek | 211 | 0.66139 | 10.638 | 7.092 | 1.97
7450031 | Sensor #2 (Strap-On w Cable) Tmk/Dek/KR | 211 | 0.61729 | 9.062 | 4.334 | 1.576
7818115 | Sensor #2 (Strap-On) WB2A Cascade | 212 | 0.17637 | 7.486 | 4.728 | 1.182
7182875 | Sensor #2 (Strap-on, no cable) MW1/MW1S | 153 | 0.22046 | 14.184 | 9.259 | 1.773
7183288 | Sensor #2 (supply, strap-on) Ni500 | 146 | 0.64154 | 14.184 | 8.274 | 1.576
7837078 | Sensor #2,#3,#5 (Boiler, Tank)Tmk/Dek/KR | 157 | 0.44092 | 9.456 | 5.319 | 1.182
7832365 | Sensor #2/#17 (Supply/Ret, Strap-on NTC) | 182 | 0.66359 | 9.85 | 5.91 | 1.97
7839726 | Sensor #3 (Boiler) B2xx 68-125 | 36 | 0.061729 | 5.516 | 4.728 | 0.788
7134270 | Sensor #3 (Boiler) E/KR / SR / KW10 | 72 | 0.22046
7814313 | Sensor #3 (Boiler) f Trimatik-MC | 212 | 0.20723 | 7.486 | 4.728 | 1.576
7450632 | Sensor #3 (Boiler) KW2/KW3/NR2 | 156 | 0.30865 | 8.274 | 3.94 | 1.182
7813372 | Sensor #3 (Boiler) Trimatik-2 | 195 | 0.29542 | 7.486 | 4.728 | 1.576
7835112 | Sensor #3 (Boiler, Set 2) B2Hx 160-530 | 116 | 0.088185 | 2.364 | 1.576 | 0.788
7819967 | Sensor #3/#5 (Boiler / DHW) WB/CPK/B1 | 93 | 0.066139 | 4.137 | 2.8762 | 0.788
7450633 | Sensor #5 (DHW w 5.8m cable) KW2/3 GC1/2 | 167 | 0.41888 | 9.85 | 3.152 | 1.182
7134239 | Sensor #5 (DHW) WB2A *** DHW Only *** | 222 | 0.29983
7819825 | Sensor #5 (DHW) WB2A-24C | 100 | 0.022046 | 5.516 | 3.152 | 0.6304
7814282 | Sensor #5 (DHW), Longcable TMK-MC/Solar | 170 | 0.33069 | 7.88 | 5.516 | 1.182
7179114 | Sensor #5 (DHW, Immersion NTC) | 160 | 0.30865 | 8.274 | 4.728 | 0.985
7438702 | Sensor #5 (DHW, Immersion NTC) Ctrls | 141
7170965 | Sensor #5 (DHW, no plug) Vitosolic | 141 | 0.30865 | 8.471 | 4.8856 | 0.591
7134240 | Sensor #5 (Header) WB2A * LL Hdr Only * | 218 | 0.29983
7179488 | Sensor #5 (LLH, Immersion NTC) WB2B/B2Hx | 160 | 0.26455 | 8.274 | 4.728 | 0.7092
7831913 | Sensor #6 (Collector, Immersion NTC) | 141 | 0.17637 | 7.88 | 5.713 | 0.394
7814617 | Sensor #6 (Collector, Immersion PT500) | 130 | 0.22046 | 5.91 | 10.047 | 0.591
7416065 | Sensor (Immersion, 3m) 7416059 | 83
9649407 | Sensor (Outdoor, Tasseron), NTC 5K WB1B | 67
9543830 | Sensor (Photoelectric) HK1 Univ. | 625
7441960 | Sensor (Pt1000) DNHX | 85
7511934 | Sensor (Pt1000, Strap-on) Resol/Solar | 79 | 0.019842
7416064 | Sensor (Supply, 3m) 7416059 | 83
9560927 | Sensor 10K | 60
7813373 | Sensor Cable, 3-Pole Male No. 5 | 14 | 0.044092 | 7.486 | 4.728 | 1.182
7819667 | Sensor Clamp EHA 160/200L | 12 | 0.044092 | 5.516 | 3.152 | 0.6698
7416053 | Sensor FKP6 (Collector, 1.5m) SCU | 72
7416054 | Sensor FRP6 (Immersion, 2.5m) SCU | 72
7819689 | Sensor Mounting Hrdwr HC-HG/EHA | 22 | 0.13228 | 15.8388 | 1.0638 | 0.9456
7162728 | Sensor Pocket G1/2" x 100mm | 94 | 0.17637 | 4.334 | 1.182 | 1.182
7174993 | Sensor Well Set, Vitosol 100/200-F | 69 | 0.88185 | 9.062 | 3.152 | 3.152
7188622 | Sensor Well Set, Vitosol 200-T | 69 | 0.81571 | 7.289 | 3.152 | 3.152
7219579 | Sensor Well, ½" x 400mm EHA 160/200L | 119
7819687 | Sensor Well, ½" x 400mm EHA 350/450L | 121 | 0.5732 | 16.2328 | 0.9062 | 0.985
7511935 | Sensor Well, ½" x 45mm Ø=7 Resol/Solar | 37 | 0.14991
7255283 | Sensor Well, 4-Point EC | 37
7817326 | Sensor Well, G½ L=150 w Clip | 48 | 0.22046 | 5.713 | 5.713 | 0.788
7167820 | Sensor Well, G½" x 200mm ID=7mm LLH | 69 | 0.35053
9543944 | Sequence Timer 14s22 Prepurge/Postpurge | 42
7257034 | Serv. Key (w Mounting Hw) ORG | 25 | 0.30865 | 11.82 | 5.91 | 0.591
7814897 | Serv. Key 5x200 VG/VEC | 20 | 0.17637 | 15.76 | 8.077 | 0.591
7815498 | Serv. Key GS1 | 22 | 0.17637 | 13.79 | 4.728 | 0.788
7837161 | Service Set N-70 | 266 | 19.2463 | 14.972 | 9.653 | 4.728
7725667 | Service Tool Set (all Vitoplus/Vitodens) | 336 | 1.8078 | 9.456 | 7.88 | 1.97
9543628 | Servomotor, 110v SQM10.16561 RL/RGL/G1-7 | 3285 | 2.489
7818303 | Set of Caps WB2 | 11 | 0.26455 | 5.516 | 3.152 | 1.379
7218426 | Shaft Bushing VEC | 13 | 0.022046 | 5.516 | 3.152 | 0.788
7836850 | Shaft Bushing, VEM | 31 | 0.019842 | 2.758 | 3.152 | 0.591
9549856 | Shield-Ignition Assly f RS SIL | 36
7341020 | Shut-Off Valve (pair w gskt) WB2A-44/60 | 229 | 3.7919 | 5.91 | 3.94 | 2.364
7827741 | Side Cover, left SD2A | 25 | 0.17637 | 7.486 | 4.334 | 0.788
7839140 | Side Cover, Left SPE | 31 | 0.35274 | 7.88 | 6.304 | 0.6698
7827742 | Side Cover, right SD2A | 25 | 0.17637 | 7.486 | 4.334 | 0.788
7839095 | Side Cover, Right SPE | 31 | 3.5274 | 8.668 | 6.698 | 2.758
7839909 | Side Panel (left) B2TA | 404 | 19.4447 | 20.094 | 1.97 | 63.828
7333724 | Side Panel (Left/Right) CHA/EHA 160L | 137 | 12.6545 | 37.233 | 29.156 | 4.728
7827259 | Side Panel (Left/Right) CHA/EHA 160L | 137 | 12.1254
7827260 | Side Panel (Left/Right) CHA/EHA 200L | 137 | 14.9914 | 51.22 | 31.52 | 4.728
7827261 | Side Panel (Left/Right) EHA 350L | 188 | 39.6832 | 67.374 | 29.353 | 11.229
7827262 | Side Panel (Left/Right) EHA 450L | 203 | 28.6601 | 73.284 | 39.794 | 4.728
7823119 | Side Panel (Left/Right) VB2-22 | 281 | 9.0389 | 37.43 | 26.792 | 1.97
7829421 | Side Panel (Left/Right) VB2-33 | 297 | 11.3538 | 37.036 | 30.338 | 1.97
5335599 | Side Panel (Left/Right) VB2-40 | 200 | 7.7184 | 0.024822 | 35.854 | 35.8934
7824229 | Side Panel (Left/Right) VB2-50 | 211 | 18.6952 | 45.31 | 35.46 | 2.364
7824230 | Side Panel (Left/Right) VB2-63 | 221 | 11.8609 | 37.036 | 42.946 | 2.758
7233592 | Side Panel (Left/Right) VSB-13 | 181 | 2.2024 | 37.233 | 26.989 | 2.167
7233809 | Side Panel (Left/Right) VSB-57 | 231
7234283 | Side Panel (Left/Right), VSB-46 | 198 | 26.4554 | 48.462 | 43.734 | 2.364
7839910 | Side Panel (right) B2TA | 404 | 19.8416 | 20.094 | 1.97 | 63.828
9544233 | Side Panel Cover Plate, SIL ECD | 23
7158126 | Side Panel VR2-18 | 169 | 5.9966 | 34.672 | 14.184 | 1.97
7823463 | Side Panel VR2-27/33 | 171 | 9.8326 | 37.036 | 26.595 | 2.167
7334464 | Side Panel VR2-50 | 172 | 7.7162 | 44.916 | 23.64 | 19.7
7334465 | Side Panel VR2-63 | 198 | 13.2277 | 43.34 | 29.944 | 5.91
7234435 | Side Panel VSB-22 | 237 | 15.4323 | 47.28 | 19.7 | 1.97
7234438 | Side Panel VSB-28 | 198
7234210 | Side Panel VSB-72 | 305 | 2.2024 | 53.584 | 47.871 | 1.773
7234150 | Side Panel VSB-89 | 329 | 2.2024 | 61.267 | 47.871 | 1.773
7334082 | Side Panel, Left EVL 450L | 276
5335688 | Side Panel, Left GS10 | 103
7333911 | Side Panel, Left GS10 | 157 | 15.4323 | 42.946 | 27.58 | 4.925
7334295 | Side Panel, Right EVL 350L | 254
7811507 | Sight Glass w Nut VSB | 64 | 0.48502 | 5.91 | 3.94 | 1.379
7019289 | Sight Glass w Tube RMT 5000 | 111 | 1.7328 | 8.7468 | 3.3884 | 2.2064
7815597 | Signal Light Red 220 VAC | 24 | 0.044092 | 5.122 | 2.955 | 0.197
9544175 | Silicone (High Temp. No. 26C), 304ml | 31
9544256 | Single Acting Air Switch 13516-BE | 72
7663915 | Single Speed Circulator 2400 Taco | 554
Z005611 | Slate Cover Pitched Roof | 284
Z005612 | Slate Cover Pitched Roof | 568
Z005627 | Slate Cover Pitched Roof f. 2+3 m², hor | 405
Z005628 | Slate Cover Pitched Roof f.4-6 m², hor | 830
7416047 | Smart Display SD3 | 624 | 1.2985
9560570 | Smoke Chamber Cover RS-08 | 303
9560571 | Smoke Chamber Cover RS-11 | 303
9560583 | Smoke Chamber Door RS-08 | 502
9560584 | Smoke Chamber Door RS-11 | 502
9560585 | Smoke Chamber Door RS-14 | 502
7439303 | Solar Control Unit SCU 124 v2 | 253 | 1.6491
7439304 | Solar Control Unit SCU 224 v2 | 407 | 1.8497
7441956 | Solar Control Unit SCU123 DNHX | 1059 | 1.9996
7511929 | Solar Control Unit SCU345 | 617 | 2.65
7511930 | Solar Energy Meter SEM | 435 | 1.3294
7639450 | Solar Hand Pump (Max. 6 Bar) v2 | 181 | 2.0944 | 9.259 | 5.516 | 1.97
7533427 | Solar Module SM1 | 606 | 3.9992
7511567 | Solar Supply/Return Piping Kit, 20ft/6m | 523 | 11.9997
7511568 | Solar Supply/Return Piping Kit, 40ft/12m | 877 | 21.9999
7511569 | Solar Supply/Return Piping Kit, 50ft/15m | 998 | 25.0004
7570634 | Solar-Divicon DN20B w Star 16U-15 Pump | 899 | 16.9998
7552453 | Solar-Divicon DN25B w Star 30U-25 Pump | 1204 | 23.499
7822087 | Solenoid Coil 110V (Suntec) VEM/VEC | 98 | 0.15432 | 4.137 | 2.955 | 1.182
7814346 | Solenoid Coil Cable, Nr.35 VEC | 25 | 0.088185 | 7.486 | 4.728 | 0.985
7815738 | Solenoid Shaft (Suntec) VEM | 102 | 0.088185 | 6.107 | 4.137 | 0.197
7423618 | Solenoid Valve Coil, 483824 19W, 55V | 220
7329856 | Solenoid Valve, 24V WB2A-24C, 24/32 DHW | 149 | 1.411 | 4.334 | 3.152 | 3.349
7818859 | Spacer GS1/GS10 | 6 | 0.044092 | 5.91 | 3.152 | 0.591
7317072 | Spare Part Set - Vitosol 300 SP3 | 41 | 0.088185 | 2.955 | 1.773 | 0.8668
7317071 | Spare Parts Set - Vitosol 100/200 | 29 | 0.13228 | 4.137 | 1.97 | 0.788
7507763 | Spare Parts Set - Vitosol 200-T SPE | 9 | 0.088185 | 5.122 | 3.152 | 0.788
7514876 | Spare Parts Set V/sol 200TSP2A/300TMSP3B | 21 | 0.11023 | 2.364 | 1.97 | 1.576
9641412 | Splice Fitting DN20xDN20 (each) SRPS | 46
7416040 | Splice Fitting DN20xDN20(Set of 10) SRPS | 384 | 6.9997
7416033 | Split Rapid Piping System, Copper SRPS | 1793 | 66.9984
7416034 | Split Rapid Piping System, INOX SRPS | 2212 | 47.0025
7441957 | Split Ring Compression Fitting ¾" DNHX | 17
7827430 | Spring Clip (Set of 5) WB2B-45-105 | 17 | 0.13228 | 1.182 | 0.788 | 0.394
7819757 | Spring Clip (Set) WB2 | 32 | 0.044092 | 4.728 | 4.728 | 0.1576
7817684 | Spring Clip (Set) WB2A-44/60 | 13 | 0.088185 | 6.698 | 3.94 | 0.9062
7134807 | Spring Clip DN20/DN25 | 4
5036445 | Spring Clip ECD/ECV | 7 | 0.0088185 | 3.152 | 0.394 | 5.516
7077973 | Spring Clip f Insul. (Set of 4) | 16 | 0.044092 | 4.334 | 1.97 | 0.197
7823833 | Spring Clip Set (Front Panel) WB1A | 22 |  | 5.516 | 3.152 | 0.394
7820118 | Spring Clips (Set) WB1/WB2 | 22 | 0.088185 | 7.092 | 3.743 | 0.394
9560554 | Spring Tdm RS | 9
7441971 | Stainless Steel Tube, d = 18 x 1 DNHX | 84
7441974 | Stainless Steel Tube, d = 18 x 1 DNHX | 72
7441987 | Stainless Steel Tube, d = 18 x 1 DNHX | 59
7441990 | Stainless Steel Tube, d = 18 x 1 DNHX | 72
7441961 | Stainless Steel Tube, d = 22 x 1.2 DNHX | 49
7441965 | Stainless Steel Tube, d = 22 x 1.2 DNHX | 49
7812662 | Standing Pilot Assly, AR | 84 | 0.44092 | 4.334 | 3.152 | 3.152
7834058 | Steel Band 16x0.8x212 Regul Cam (1piece) | 17
9560952 | Steel Nipple, 1" Male NPT ¾" Fem BSPT | 31
7828748 | Step Motor (linear) CPK | 119 | 0.26455 | 8.7862 | 8.9832 | 2.0094
7818493 | Strain Relief (2-Channel) | 9 | 0.066139 | 4.728 | 2.364 | 1.182
7306566 | Strain Relief (6-Channel) | 16
7818280 | Strain Relief (8-Channel) | 13 | 0.17637 | 7.486 | 4.334 | 1.576
7823516 | Strain Relief (Set of 10) WBxB / B2xx | 22 |  | 3.152 | 3.152 | 1.182
9543277 | Street Elbow 90°, 3/4" NPT BMI | 9
9543274 | Street Elbow, ¼" | 9
9544293 | Strip Terminal 6 Pole RS w Safeguard | 12
9560556 | Stud, M12x50 - Stamped B7 RS | 31
9560550 | Stud, M5x15 Zn RS | 9
9560551 | Stud, M6x17 Zn RS | 9
5151165 | Stud, M8 x 20mm | 2 | 0.019842
9560547 | Stud, M8x34 RS | 9
7830256 | Stud, Side Cover SPE | 17 | 0.17637 | 6.698 | 3.94 | 0.394
7834387 | Suction Adaptor, Fresh Air CU3A | 64 | 1.1905 | 13.199 | 12.017 | 6.304
7820897 | Supply Piping WB2A-24 | 290 | 3.0424 | 20.094 | 6.698 | 2.955
7820898 | Supply Piping WB2A-32 | 333 | 3.3069 | 21.276 | 8.274 | 3.152
7838527 | Support Arm GW/MW/HK | 54
7334309 | Support Bracket Assly VR2-18 | 286 | 0.44092 | 5.91 | 5.91 | 1.97
7334335 | Support Bracket Assly VR2-22 | 307 | 9.2594 | 37.43 | 6.304 | 5.91
7334336 | Support Bracket Assly VR2-27/33 | 307 | 0.44092 | 24.822 | 2.364 | 1.97
7334413 | Support Bracket Assly VR2-40 | 253 | 7.5839 | 28.762 | 20.685 | 6.501
7334414 | Support Bracket Assly VR2-50 | 253 | 6.0848 | 20.488 | 3.152 | 20.094
7334415 | Support Bracket Assly VR2-63 | 286 | 2.9983 | 30.338 | 20.685 | 5.91
7823849 | Support Brkt Set (Heat Ex.) B2xA/WB1/2sm | 25 | 0.30865 | 6.304 | 3.94 | 1.182
7843243 | Support Brkt Set (Heat Exch.)B2xB 68-125 | 76 | 0.30865 | 13.396 | 3.152 | 1.576
9543732 | Support Brkt, Lower Side Panel f EC Blr. | 12
7820960 | Support Brkt, Retrofit Vitoflame | 16 | 0.22046 | 7.486 | 0.394 | 0.394
9543731 | Support Brkt, Upper Side Panel f EC Blr. | 12
7189595 | Support Connection Panel, Vitosol | 58 | 1.0582 | 19.897 | 3.152 | 0.788
7824605 | Support Sleeve, 22x1 (Set of 2) Vitosol | 10 |  | 1.97 | 0.788 | 1.182
7820049 | Supporting Elbow | 80 | 0.48502 | 2.167 | 1.379 | 0.985
7819945 | Switch (On/Off), Mech.only-no swit. WB2A | 9 | 0.030865 | 3.546 | 4.728 | 0.591
7819923 | Switch (pair, reset/override) WB2 | 25 | 0.044092 | 5.516 | 3.152 | 0.788
7837132 | Switch, 1-Pole (ETS) GC/GW/MW | 37 | 0.022046 | 1.97 | 1.97 | 0.788
7819314 | Switch, 1-Pole (FHL Test) KW2/KW3/NR2 | 25 | 0.024251 | 4.137 | 2.955 | 0.591
9527235 | Switch, 2-Pole (GRY) | 4
7834771 | Switch, 2-pole (on/off) | 25 | 0.022046 | 1.182 | 1.182 | 0.788
7819315 | Switch, 2-Pole (Power On/Off) KW2/KW3/NR | 22 | 0.044092 | 4.137 | 2.955 | 0.985
7373075 | Switch, 2-Pole 7134327 | 85
7819977 | Switch, 2-Pole Dek/Tmk/KW6B | 25 | 0.044092 | 7.289 | 4.728 | 0.8668
7453157 | Switch, Overflow Warning V N-70 | 443 | 0.40345 | 8.865 | 3.349 | 2.561
7133387 | Switching Module-V KW2/KW3 | 354 | 1.9996
9543488 | Switching Relay 24V R8038a1048B Riello | 119
7316098 | System Fill (Tyfocor-HTL, solar) 20L | 176 | 47.9946 | 11.032 | 9.456 | 14.972
7316261 | System Fill Manifold | 87 | 2.0723 | 5.713 | 4.925 | 4.531
7134809 | System Fill Manifold DN25 | 98
9560501 | Tapered Cap/Plug, ¾" ORG GS10 | 2 | 0.019842
7237422 | Tee Piece G 1 ½" x 1 ½" x 1 ½" VR2 | 82 | 1.422 | 5.91 | 5.516 | 2.364
9544337 | Tee, ¾" BMI | 8
9549933 | Tee, ¾" Brass | 22
9549983 | Tee, ¾" x ¾" x ¼" | 17
9543375 | Tee, 1" NPT BMI | 9
9641019 | Tee, 1¼" Brass LL | 58
9570697 | Tee, 1¼" x 1¼" x ¾" Brass | 42
7441973 | Tee, 2 x ¾" x ¾" DNHX | 36
7823242 | Temp.+Pr.Gage (WIKA) 2½"/160C/320F/75psi | 50 | 0.39683 | 3.152 | 2.758 | 2.758
9669285 | Temp.+Pr.Gage(Afriso) 3"/160C/340F/75psi | 36
9668521 | Temp.+Pr.Gage(Afriso)2⅓"/160C/320F/75psi | 36
9560945 | Temp.+Pr.Gage(Winter)2½"/160C/320F/75psi | 49
7842953 | Temp.+Pr.Gage(Winters)3"/160C/320F/75psi | 65
7134536 | Term. Kit-H, Cold Climate WB2A-24/32 | 79
7134537 | Term. Kit-H, Cold Climate WB2A-44/60 | 78
7134538 | Term. Kit-V, Cold Climate WB2A-44/60 | 78
9543006 | Terminal Plug, ¼" Male Spade | 2
7143497 | Terminal Resistor RJ45 (Set of 2, LON) | 20 | 0.044092 | 2.758 | 1.182 | 0.197
9544232 | Terminal Strip Cover, SIL ECD, ECV | 16
9560197 | Terminal, ¼" Female 90° | 1
9544275 | Terminal, 3/16" F.Q.D. | 2
7817966 | Test Port Cap (Set of 2) CU3A | 35 | 0.022046 | 3.152 | 0.788 | 0.788
7817966 | Test Port Cap (Set of 2) CU3A | 35 | 0.026455 | 6.304 | 3.94 | 0.985
7822742 | Test Port Cap (Set of 2) WB / B2xx | 17 | 0.011023 | 1.97 | 0.788 | 0.788
7820974 | Test Port Plug (Set Of 2) WB2A-24/32 | 50 | 0.026455 | 1.576 | 1.182 | 0.788
7316074 | Tester f Glycol | 62 | 0.61729 | 13.396 | 4.137 | 4.334
7834480 | Thermal Insulation, 160/80 v3 | 647 | 6.6161
7834481 | Thermal Insulation, 200/120 v3 | 846 | 22.3989
7834482 | Thermal Insulation, 250/150 v3 | 955 | 66.1386
7834483 | Thermal Insulation, 300/200 v3 | 1068 | 61.7294
7834484 | Thermal Insulation, 400/200 v3 | 1152 | 66.1386
7834485 | Thermal Insulation, 450/250 v3 | 1458 | 76.0594
7834486 | Thermal Insulation, 500/300 v3 | 1647 | 93.6963
7834487 | Thermal Insulation, 600/400 v3 | 2290 | 112.4356
7834488 | Thermal Insulation, 650/450 v3 | 2929 | 127.868
7834489 | Thermal Insulation, 700/500 v3 | 2999 | 156.528
9544374 | Thermocouple (Atola-G1N) | 17
9544373 | Thermocouple (HW),30" Standing Pilot,G1N | 24
7817953 | Thermometer | 59 | 0.13228 | 5.516 | 4.728 | 1.182
9668927 | Thermometer (Afriso) 2" °F/°C WB/B1 | 14
9544352 | Thermometer (Winters) 3" 0-250°F 4" st | 198
9544333 | Thermometer (Winters) 5" 0-250°F 2½" st | 260
9641144 | Thermometer (Winters) 5" 0-250°F 9" st | 327
7815618 | Thermometer 0.. 120°C | 61 | 0.13228 | 6.895 | 4.728 | 0.394
7316278 | Thermometer 120°C | 46 | 0.16976 | 3.546 | 2.167 | 2.167
7815311 | Thermometer Divicon | 25 | 0.10362 | 2.364 | 2.364 | 1.182
9503997 | Thermometer, °C Trimatik | 72 | 0.15432
7815182 | Thermometer, 0-120°C RU/KR | 123 | 0.22046 | 9.85 | 5.91 | 2.364
7134842 | Thermometer, 160°C (Blue) DN20 | 22
7134841 | Thermometer, 160°C (Red) DN20 | 22
7134833 | Thermometer, 320°F (Blue) DN20 | 22
7134835 | Thermometer, 320°F (Red) DN20 | 22
7552466 | Thermometer, 320°F/160°C (Blue) | 22
7134834 | Thermometer, 320°F/160°C (Blue) DN25 | 22
7552465 | Thermometer, 320°F/160°C (Red) | 22
7134836 | Thermometer, 320°F/160°C (Red) DN25 | 22
7441978 | Thermometer, 32-320°F (Blue) DNHX | 24
7441996 | Thermometer, 32-320°F (Red) DNHX | 24
9506884 | Thermometer,30-120C DualScale ECD/V/E/KR | 72 | 0.33069 | 7.88 | 3.546 | 1.576
7305136 | Tie Rod, 480mm RK5/RL5 | 30 | 1.5873 | 20.882 | 9.85 | 0.985
9560708 | Tie Rod, M10 x 415 EC/ECD/ECV | 9
9560704 | Tie Rod, M10 x 615 EC/ECD/ECV | 9
9640637 | Timer, .1 to 10min Delay KRDM223 RS | 396
7814602 | Timer, RotriX 18-27kW | 205 | 0.53793 | 5.7524 | 4.137 | 3.94
9560666 | Toggle Nut, ¼" | 4
9560466 | Top Front Panel RS-08 SIL | 146
9560468 | Top Front Panel RS-14 SIL | 303
7839811 | Top Panel B2TA | 264 | 5.1588 | 31.914 | 19.897 | 1.97
7823574 | Top Panel CHA/EHA 160L | 140 | 14.33 | 39.794 | 40.188 | 8.274
7823575 | Top Panel CHA/EHA 200L | 157 | 14.8812 | 45.704 | 23.246 | 2.758
7824060 | Top Panel EHA 350L | 171 | 29.5419 | 71.708 | 32.308 | 5.122
7824061 | Top Panel EHA 450L | 188 | 26.4554 | 72.496 | 39.991 | 4.925
7334505 | Top Panel GS10-72 | 169 | 7.0548 | 40.188 | 28.368 | 5.91
7832403 | Top Panel GS10-84 | 198 | 16.9756 | 45.31 | 26.792 | 3.94
7334012 | Top Panel GS1-22 | 338 | 6.6139 | 31.52 | 20.094 | 3.94
7829434 | Top Panel GS1-35 | 382 | 8.3776 | 32.308 | 20.882 | 3.152
7823468 | Top Panel GS1-48 | 392 | 10.3617 | 39.4 | 26.398 | 4.531
7334307 | Top Panel VR2-18 | 71 | 5.5115 | 19.7 | 19.7 | 3.94
7334334 | Top Panel VR2-27/33 | 85 | 7.7162 | 25.61 | 25.61 | 7.88
7334418 | Top Panel VR2-50 | 410 | 9.2594 | 47.28 | 23.64 | 6.304
7834208 | Top Panel, Front CU3A | 181 | 4.6297 | 29.55 | 15.366 | 8.471
9560470 | Top Panel, Front RS-11 SIL | 103
7823467 | Top Panel, GS1-29 | 338 | 6.6139 | 37.036 | 21.67 | 2.364
7834205 | Top Panel, Rear CU3A 26/35 | 144 | 4.3431 | 37.233 | 28.959 | 4.925
7834206 | Top Panel, Rear CU3A 45/57 | 99 | 9.9649 | 35.854 | 31.914 | 8.865
9560473 | Top Panel, Rear RS-08 SIL | 237
9560474 | Top Panel, Rear RS-11 SIL | 303
9560475 | Top Panel, Rear RS-14 SIL | 349
9544208 | Top Panel, SIL ECD-065/080 | 60
9544209 | Top Panel, SIL ECD-100/115 | 71
9544210 | Top Panel, SIL ECD-140/155 | 71
9544211 | Top Panel, SIL ECD-180/200 | 71
9544236 | Top Panel, SIL ECV-065/080 | 71
9544237 | Top Panel, SIL ECV-100/115 | 85
9544238 | Top Panel, SIL ECV-140/155 | 91
9544239 | Top Panel, SIL ECV-180/200 | 91
7823131 | Top Panel, VB2-18 | 349 | 5.0706 | 23.64 | 23.64 | 5.91
7823132 | Top Panel, VB2-22 | 303 | 7.7603 | 37.824 | 27.58 | 2.561
7819546 | Touch Up Paint Stick Vitosilver | 16 | 0.044092 | 3.152 | 0.985 | 0.985
7822682 | Touch-UP Paint Stick "Vitowhite" | 16 |  | 3.152 | 0.985 | 0.985
9588907 | Touch-UP Paint Stk Classic ORG | 16 | 0.066139 | 4.728 | 3.152 | 0.788
7819490 | Touch-UP Paint Stk Pure WHT | 62 | 0.088185 | 5.91 | 5.91 | 0.985
7822681 | Touch-UP Spray Paint "Vitowhite" | 50 | 0.39683 | 1.97 | 1.97 | 6.107
7819545 | Touch-UP Spray Paint Vitotec, SIL | 54 | 0.37479 | 44.128 | 27.58 | 11.82
7814939 | Touch-UP Spray Paint, Lt.GRY RAL-7035 | 50 | 0.26455 | 9.062 | 4.728 | 3.152
7819491 | Touch-UP Spray Paint, Pure WHT | 132 | 0.88185 | 7.88 | 2.364 | 2.758
7828789 | Touch-UP Spray Paint, Vitorange 400mL | 50 | 0.92594 | 2.758 | 2.758 | 7.683
9543945 | Transformer (HW), 120/24V 40va ECD/ECV | 49 | 1.6006
7373080 | Transformer 120/12v-20VA 7134327 | 42
7424123 | Transformer 120/240 Volt, 210 VA 7424122 | 425
7439428 | Transformer 120/240V-300VA 7436069 | 349
9544134 | Transformer, 120 / 25v, 40VA | 49
9560188 | Transformer, 120/24V f E/KR120/AR/VR/RS | 198
9560189 | Transformer, 120/24V f SR-V, -VR, -RS | 198
7819758 | Transformer, 230v WB2A-24/32 | 150 | 5.4454 | 8.274 | 5.319 | 5.319
7819838 | Transformer, 230v WB2A-44/60 | 161 | 5.3352 | 6.304 | 6.304 | 4.137
7439229 | Transformer, Variable 0-140V, 10A | 703 | 11.0011
7811037 | Transparent Cover HK1/HK1M | 13 | 0.13228 | 9.456 | 5.91 | 1.379
7839096 | Tube Gasket SPE | 18 | 0.088185 | 5.713 | 5.713 | 0.788
7830200 | Tube Retainer SD2A / SP3 | 32 | 0.39683 | 14.775 | 3.743 | 4.728
7839084 | Tube Retainer SPE | 36 | 1.2346 | 16.548 | 5.319 | 5.91
5150655 | Turbulator Disc Assly VG 18/22/33 | 24 | 0.17857 | 7.486 | 4.728 | 0.788
7810714 | Turbulator Disc Assly VG-40/50 VGA-50/63 | 90 | 0.26455 | 7.092 | 4.728 | 0.788
7810585 | Turbulator Disc Assly VGA 18/22 | 38 | 0.13228 | 7.092 | 4.728 | 0.788
7810586 | Turbulator Disc Assly, VGA-33 | 39 | 0.13228 | 7.486 | 4.728 | 0.788
7810707 | Turbulator Disc Assly, VGA-40 | 73 | 0.13228 | 5.91 | 4.728 | 0.394
7836206 | Turbulator Disc B2TA 35 | 36 | 0.16535 | 8.274 | 7.88 | 0.394
7836205 | Turbulator Disc B2xx 68 | 42 | 0.16755 | 7.88 | 7.88 | 0.591
7836207 | Turbulator Disc B2xx 94-125 | 42 | 0.15432 | 8.077 | 7.88 | 0.4728
7834398 | Turbulator Disc CU3A 94/125 | 57 | 0.17637 | 8.077 | 7.88 | 0.394
7813133 | Turbulator Disc VEC 18/22/33 | 73 | 0.22046 | 4.334 | 3.152 | 3.152
7823403 | Turbulator Disc VEM-18/22/33 | 94 | 0.26455 | 4.334 | 3.152 | 3.152
7813137 | Turbulator Disc VEM-40/50/63 | 83 | 0.48502 | 6.304 | 6.304 | 3.94
7811754 | Turbulator Disc, Unit Burner VEI-39/40 | 73 | 0.2866 | 4.334 | 3.152 | 3.152
7819417 | Turbulator Insert VR2-18 | 111 | 1.6314 | 8.865 | 6.304 | 1.379
9584538 | Union nut 1 ½" | 9 | 0.27999 | 5.516 | 3.152 | 1.182
7552461 | Union Nut DN25B | 17
9543286 | Union Strt, ½" BMI | 17
9507598 | Union, ¾" NPT/BSPT Brass | 89
9543289 | Union, 1¼" NPT #150 BMI | 31
9560500 | Union, 2" GS10 | 46
9543287 | Union, Strt ¾"BMI | 17
7813588 | Unit Locking Pin, SR/KR/TMK/DEK | 6 | 0.044092 | 5.122 | 3.152 | 0.788
9543427 | Universal Lag Ctrl Vitotronic100/200/300 | 943 | 1.9996
9544216 | Upper Front Panel, SIL ECD-065/080 | 48
9544217 | Upper Front Panel, SIL ECD-100/115 | 60
9544218 | Upper Front Panel, SIL ECD-140/155 | 48
9544219 | Upper Front Panel, SIL ECD-180/200 | 71
9544240 | Upper Front Panel, SIL ECV-065/080 | 48
9544241 | Upper Front Panel, SIL ECV-100/115 | 60
9544242 | Upper Front Panel, SIL ECV-140/155 | 71
9544243 | Upper Front Panel, SIL ECV-180/200 | 71
7843804 | Vacuum Tube (Single) SPE | 288 | 15.5205 | 88.65 | 7.683 | 7.683
9543886 | Vent Damper Harness, ECD | 49
9549098 | Vent Damper Motor 24V (Effikal) GVD | 197
7133527 | Vent Damper Motor Change Kit RS, 24-120V | 220 | 5.0001
9560948 | Vent Damper, 5" ECDS-065/080 | 171 | 2.4008
9543880 | Vent Damper, 5" GS1-22 | 447 | 3.3003
9560949 | Vent Damper, 6" ECDS-100/115 | 182 | 2.7007
9543881 | Vent Damper, 6" GS1-29/35/42 | 447 | 3.9992
9560950 | Vent Damper, 7" ECDS-140/200 | 206 | 3.0997
9543882 | Vent Damper, 7" GS1-48/60 | 500 | 3.9992
7828794 | Vent Pipe Adaptor 110/150 WB2B-80/105 | 92 | 1.5873 | 11.623 | 8.668 | 8.274
9542938 | Vent Pipe Adaptor 5-15/16 - 7" VB2 50/63 | 36
7827404 | Vent Pipe Adaptor 60/100 WB1A | 60 | 0.74957 | 6.895 | 6.895 | 7.092
7826466 | Vent Pipe Adaptor 60/100 WBxB/B2xA 19-35 | 46 | 0.83776 | 5.91 | 5.91 | 6.304
7134409 | Vent Pipe Adaptor D=80/125 WB2A-24/32 | 46 | 1.1023
7823845 | Vent Pipe Adaptor Turret 60/100 WB1A | 81 | 0.52911 | 8.274 | 5.122 | 5.516
7823287 | Vent Pipe Adaptor WB2A-44/60 | 168 | 0.88185 | 5.91 | 5.91 | 3.94
9560662 | Vent Pipe Adaptor, 10 to 6" | 60
9560532 | Vent Pipe Adaptor, 10" | 60
9549986 | Vent Pipe Adaptor, 13.4cm - 5" | 23
9560186 | Vent Pipe Adaptor, 18cm-7¼" GS1-48/60 | 36
9544184 | Vent Pipe Adaptor, 4 to 6" | 30
9544180 | Vent Pipe Adaptor, 5 to 4" | 30
9542936 | Vent Pipe Adaptor, 5 to 6" VB2/WVS | 30
9544181 | Vent Pipe Adaptor, 6 to 4" | 30
9542937 | Vent Pipe Adaptor, 6" VB2-40 | 12
9544182 | Vent Pipe Adaptor, 7 to 6" | 36
9544183 | Vent Pipe Adaptor, 8 to 6" WVS | 36
9544179 | Vent Pipe Adaptor, 8" GS10-72, RN280-385 | 42
9560661 | Vent Pipe Adaptor, 9 to 6" | 60
9560531 | Vent Pipe Adaptor, 9" | 60
9544177 | Vent Pipe Adaptor,6"GS1-29-42,RN-140/175 | 23
7441989 | Vent Plug, 3/8" DNHX | 9
9543435 | Vent Safety Harness 113" 2x RED, BLK Ins | 36
9544276 | Vent Safety Switch Brkt | 12
7834734 | Venturi Extension WB1B | 73 | 0.44092 | 18.912 | 13.79 | 4.334
7827958 | Venturi Extension w Gskt WB2B / B2xx | 32 | 0.35274 | 10.047 | 9.062 | 3.94
7834734 | Venturi Extension WB1B | 73 | 0.35274 | 10.638 | 10.638 | 4.334
7416058 | Versatronik 10.WB1 | 699 | 4.4996
7416056 | Versatronik Como OT WB1 | 419 | 0.89948
7416062 | Versatronik Lago OT WB1 | 371 | 0.44974
7664154 | Vertical Flue Terminal (CG) 110/160 | 237
7664152 | Vertical Flue Terminal (CG) 60/100 | 96
7664153 | Vertical Flue Terminal (CG) 80/125 | 98
7133028 | Viessmann Gas Serv. Kit VG | 3036 | 35.9948
7133027 | Viessmann Oil Serv. Kit VEC | 2139 | 35.9948
7745434 | Vitoconnect OPTO2 | 495 | 0.83776 | 10.244 | 5.319 | 2.364
7160537 | Vitoflame 100 VEM Series Retrofit Kit | 260 | 17.637
7134431 | Vitoflame 200 NG, VGA-18 w Burner Hood | 3679
7134432 | Vitoflame 200 NG, VGA-22 w Burner Hood | 3679
7134433 | Vitoflame 200 NG, VGA-33 w Burner Hood | 3690
7134434 | Vitoflame 200 NG, VGA-40 w Burner Hood | 3702 | 66.0019
7160538 | Vitoflame 200 VGA Series Retrofit Kit | 260 | 14.33
7559706 | Vitogate 300 BN/MB Wall-Mount | 1791 | 6.6006
ZK01276 | Vitosol 200-F SH2C, 2.3 m² | 1151
ZK01277 | Vitosol 200-F SV2C, 2.3 m² | 1151
7561684 | Vitosol 200-FM SH2F | 1198 | 90.3894 | 93.75 | 41.75 | 3.5
7571217 | Vitosol 200-FM SV2F | 1195 | 96.7828 | 41.75 | 93.75 | 3.5
SK03558 | Vitosol 200-T SPE 1.63 m² | 2047 | 126 | 6.75 | 48 | 88.75
SK03559 | Vitosol 200-T SPE 3,26 m² | 3989 | 249 | 6.75 | 94 | 88.75
Z005467 | Vitosol A Frame for Flat Roof (on steel) | 398
Z005468 | Vitosol A Frame for Flat Roof (on steel) | 807
Z005469 | Vitosol A Frame for Flat Roof (on steel) | 1216
Z005470 | Vitosol A Frame for Flat Roof (on steel) | 1625
Z005471 | Vitosol A Frame for Flat Roof (on steel) | 2034
Z005472 | Vitosol A Frame for Flat Roof (on steel) | 2443
Z005473 | Vitosol A Frame for Flat Roof (on steel) | 3308
Z005474 | Vitosol A Frame for Flat Roof (on steel) | 4126
7438363 | Vitotrol 200-A | 222
7571231 | Vitotrol 300-A | 373 | 0.88185 | 10.047 | 5.516 | 2.364
7426136 | Vitotronic 100 HC1 WB2B | 334
7459131 | Vitotronic 100 HC1B programming unit | 361 | 0.44092 | 7.289 | 4.334 | 1.379
7834238 | Vitotronic 100, KW10B | 1311 | 6.9997
7825182 | Vitotronic 200 H01 WB2B | 833 | 0.5732 | 7.289 | 4.334 | 1.182
7193952 | Vitotronic 200 HO1 (with OTS) WB2B | 901 | 0.83776 | 10.047 | 5.122 | 2.167
7134765 | Vitotronic 200 KW2 v2 | 1642 | 10.0002
7172529 | Vitotronic 200 KW6B Assly CU3A | 1079 | 2.381 | 10.047 | 7.289 | 6.107
Z001230 | Vitotronic 200, KW2 | 2344
7133923 | Vitotronic Retrofit Housing f RN (SS) | 447 | 6.9997
7133924 | Vitotronic Retrofit Housing f RN (TS) | 625 | 6.9997
7133925 | Vitotronic Retrofit Housing f RS/AR | 327 | 6.9997
7133922 | Vitotronic Retrofit Housing VBC/VNE/BEA | 278 | 6.9997
7151941 | Wall Console MW1 / HK1B | 73 | 2.381 | 23.246 | 4.728 | 5.122
7248994 | Wall Fixing H 10°-45° | 376 | 18.5409 | 47.28 | 8.471 | 4.334
7299408 | Wall-Mount Base HO1B | 157 | 1.3448 | 11.82 | 8.471 | 3.152
7133385 | Wall-Mount Base w Blank Cvr Dek / WB2A | 186 | 1.9996
7441821 | Wall-Mount Bracket 559 x 185 x 2mm DNHX | 46
7839754 | Wall-Mount Bracket, L=450 B2Hx 68-125 | 61
7134803 | Wall-Mount Bracket DN20 | 22
7134804 | Wall-Mount Bracket DN25 | 22
7552454 | Wall-Mount Bracket DN25B | 17
7829290 | Wall-Mount Bracket WB1A | 31 | 1.1023 | 17.73 | 4.728 | 0.788
7831392 | Wall-Mount Bracket WB1B | 49 | 0.88185 | 18.124 | 3.94 | 0.788
7814136 | Wall-Mount Bracket WB2A-24/32 | 50 | 1.1023 | 22.458 | 2.758 | 0.197
7183117 | Wall-Mount Bracket WB2A-44/60 | 24 | 1.7196 | 24.231 | 1.97 | 0.788
7826547 | Wall-Mount Bracket WB2B/B2Hx 160-352 | 25 | 1.7637 | 20.882 | 4.728 | 0.6698
7839754 | Wall-Mount Bracket, L=450 B2Hx 68-125 | 61 | 0.79366 | 19.306 | 5.319 | 0.591
7814591 | Wall-Mounting Fixture HK1 | 195 | 0.66139 | 9.259 | 5.713 | 3.349
9500339 | Washer (Copper) VEC | 8 | 0.011023 | 5.516 | 4.728 | 0.197
7819539 | Washer 1 ½" VR2 | 10 | 0.033069 | 5.516 | 3.152 | 0.0394
9560582 | Water Distributor RS-11/14 | 220
7819792 | Water Filter WB2A-24C | 9 | 0.022046 | 5.516 | 3.152 | 0.394
7828530 | Water Pressure Sensor WB1A | 87 | 0.17637 | 5.122 | 4.531 | 3.349
7820384 | Water Pressure Switch WB2A-24/32 | 76 | 0.37479 | 3.152 | 4.2158 | 3.152
7819805 | Water Switch WB2A-24C | 72 | 0.72532 | 4.334 | 3.152 | 3.0338
9517678 | Water Tester, pH 5-10 V N-70 | 98 | 0.088185 | 6.304 | 3.94 | 1.182
9560553 | Window RS | 17
7223846 | Wtr.Dist.Pipe, Dbl End Elem. RL5 320-860 | 253 | 3.3069 | 11.82 | 9.85 | 3.94
7223848 | Wtr.Dist.Pipe, Quad. Elem. RL5 320-860 | 274 | 3.3069 | 23.64 | 11.82 | 9.85
7223849 | Wtr.Dist.Pipe, Quad.Endelem. 320-1080 | 311 | 5.5115 | 22.064 | 14.184 | 11.032
7223847 | Wtr.Dist.Pipe, Triple Elem. RL5 320-860 | 253 | 10.4719 | 19.7 | 19.897 | 3.152
7871988 | Service kit Vitodens 100-W/111-W | 89
7871992 | Service Kit 200-W B2HA 45-60kW | 176
7871993 | Service Kit 200-W B2HA 80-100kW | 174
7871991 | Service Kit Vitodens 200-W B2HB/-KB/WB2B | 134